## Cover Page
United Nations Office for Project Services
ETHIOPIA OPERATIONAL HUB (ETOH)
Tender Reference: _____UTB/2021/22717_________________ Rehabilitation of theUNHCR-One Stop Shop (OSS) Registration Model
BILL OF QUANTITIES (BOQ)
Contents
- Cover Page
- Preamble
-Bill Nr.1 - Mobilization
| - Bill Nr.2 - Incinerator Building | Jewi OSS
- Bill Nr.3 - Pungindo-II OSS
-Bill Nr.4 - Okugo OSS
-Bill Nr.5 -Day Works
NOTE: It is a MANDATORY requirement for bidders to complete and return both this excel BOQs and their respective duly signed pdf for further reference
Failure to complete all sections of the BOQ may result to automatic disqualification of your bid.
JULY , 2021

## PREAMBLE
PREAMBLE TO BILLS OF QUANTITIES
1 | Objectives
The objectives of the Bill of Quantities are
(a) to provide sufficient information on the quantities of Works to be performed to enable bids to be prepared efficiently and accurately; and
(b) when a Contract has been entered into, to provide a priced Bill of Quantities for use in the periodic valuation of Works executed.
In order to attain these objectives, Works have been itemized in the Bill of Quantities in sufficient detail to distinguish between the different classes of Works, or between Works of the same nature carried out in differently or in other circumstances which may give rise to different considerations of cost.
2 | The Bills of Quantities for the Works comprise the following:
Preamble to Bill of Quantities
List of principal Quantities
Grand Summary
Bill Nr. 1 Mobilization
Bill Nr. 2 Jewi OSS
Bill Nr. 3 Pungindo-II OSS
Bill Nr. 4 Okugo OSS
Bill Nr. 5 Day works
3 | The Contractor’s unit rates in these bills are to cover supplying of materials, taking delivery, transporting, loading and off loading inspection, storage, stacking, landing, preparation, installation including provision of all labour, requirement false work, temporary support, surface preparation and testing of the works. The rates shall include all applicable taxes and duty. The cost of testing of the materials to be used in the works unless otherwise provided is to be included in the rates of the respective Bill items.
4 | Measurement for payment shall be for the complete installation and having passed all necessary tests.
5 | Work shall not be executed on a Day work basis unless ordered in writing by the Consultant on approval by the Employer. The rates entered in the Day works Bill of Quantities shall apply to any quantity of Day work instructed by the Consultant. Nominal quantities have been indicated against each item to permit the extended total to be carried forward to the Grand Summary.
6 | “Rates and prices shall be inserted in the rate and total columns of the Bill of Quantities in Ethiopian Birr (ETB)
7 | Bills of Quantities are to be read in conjunction with the Instructions to Bidders, the Conditions of Contract Data, the Specifications and the Drawings. The quantities stated against each item in the Bills of Quantities, with the exception of those items specifically marked ‘sum’, are the estimated quantities of the Work to be executed by the Contractor in fulfillment of his obligations under the Contract.
8 | The Contractor is required to check the number of the pages and should any be found to be missing or in duplicate he must inform the Engineer at once and have the same rectified.
9 | No liability whatever will be admitted or claim allowed in respect of errors in the Contractor’s tender due to mistakes in the Bills of Quantities which should have been rectified in the manner described above.
10 | The contractor shall not alter or otherwise qualify the text of these Bills of Quantities. Any alteration or qualification made without authority will be ignored and the text of the Bills of Quantities as printed will be adhered to.
11 | Each item in the Bills of Quantities is to be priced. If any items are left un-priced it will be assumed that the value of the work described there under is elsewhere allowed for. The prices and rates to be inserted in the Bills of Quantities are to be fully inclusive of all costs and expenses which may be required for the construction of the work described, together with general risks, liabilities and obligations set forth or implied in these documents.
12 | In no case will any claim for expenses incurred by the Contractor in preparation of this Tender be allowed.
13 | The Contractor is solely responsible for the accurate ordering of materials in accordance with the Specifications, Drawings and Engineer’s Instructions and no claim for any loss or expense will be entertained for orders for materials based on the Bills of Quantities.
14 | The quantities given in the Bills of Quantities are estimated and no claim by the Contractor for the final quantities being larger or smaller than the quantities given in the Bills of Quantities will be permitted except in accordance with Clause 38 of the Conditions of Contract.
15 | The dimensions given in the Drawings are generally in millimeters unless otherwise indicated. Levels are given in meters.
16 | The term ‘provide’ or ‘supply’ used for any item shall be deemed to include transport to site, handling, storage and fixing complete, and the Bidder’s rate shall include for this.
17 | The following abbreviations have been used in the Bills of Quantities:-
| kg | kilogram
| t | tonne
| m | metre
| m2 | square metre
| m3 | cubic metre
| mm | millimetre
| Nr. | Number
| Birr | Ethiopian Birr
| uPVC | un-plasticized poly vinyl chloride
| HDPE | high density polyethylene
| GMS | galvanized mild steel
| LS | Lump Sum
| PS | Provisional Sum
General Items
18 | Unless otherwise provided there are no separate measurement items for Contractual requirements. The Contractor is deemed to have included his costs for the Contractual requirements.

## Grand Summary
ETHIOPIA OPERATIONAL HUB (ETOH)
BILLS OF QUANTITIES
Rehabilitation of the UNHCR-One Stop Shop (OSS) Registration Model
UNHCR-OSS: Gambella Region
Bidder Legal Name:
| GRAND SUMMARY |  | Amount in Birr
1 | Bill Nr.1 - Mobilization | ETB | 0
2 | Bill Nr.2 - Construction of Jewi OSS Model | ETB | 0
3 | Bill Nr.3 - Construction of Pungindo II OSS Model | ETB | 0
4 | Bill Nr.4 - Construction of Okugu OSS Model | ETB | 0
| TOTAL | ETB | 0
| 15 % VAT | ETB | 0
| GRAND TOTAL | ETB | 0
5 | Bill Nr.5- Day Works | ETB | 0
Name of Signatory:
Designation:
Signature:
Date Signed:

## Bill Nr.1 Mobilization
ETHIOPIA OPERATIONAL HUB (ETOH)
BILLS OF QUANTITIES
Rehabilitation of theUNHCR-One Stop Shop (OSS) Registration Model
UNHCR-OSS: Gambella Region
Bidder Legal Name:
| MOBILIZATION |  |  | RATE
SUMMARY
1 | SAFTEY HARNESS & PROTECTION | ETB | 0
2 | SAFTEY & SECURITY OF WORKS | ETB | 0
3 | SHOP DRAWINGS | ETB | 0
| TOTAL | ETB | 0
ITEM | DESCRIPTION | UNIT | QTY | RATE | AMOUNT
Mobilization
1 | Saftey Harness and Protection |  |  | 0
| 2 No (Minimum) Safety Harness with lanyards , 3 fire powder 6Kg fire extinguishers, and selection of gloves & safety glasses to be kept in Site Temporary Office at all time, also contractor should in his price include the cost of providing all his staff and work force with suitable PPEs ( i.e. Hard Hat, Safety Boot, Dust Masks, Safety Vests and Safety Glasses) | LS | 3 |  | 0
2 | Safety & Security of Works |  |  | 0
| Allow for providing safety and security for the Works and material as per the requirement laid under the Contract, including security lighting, lockable or open material storage areas, engaging security guards and / or any other measures as necessary. Cost shall include Road Safety awareness, and public traffic flow management during construction, if necessary. | LS | 3 |  | 0
3 | Shop Drawings |  |  | 0
| Allow for prepare and submit to the Engineer's Representative a complete set of Shop Drawings, as required to the specified scale(s), giving all details, as required by the Engineer's Representative, for the work executed. Submission shall be in 3 sets as hard copies, colour printed on A1 size paper and 01 set of soft copies in AutoCAD compatible version in a compact disc. | LS | 3 |  | 0

## Bill Nr.2 Jewi-OSS
ETHIOPIA OPERATIONAL HUB (ETOH)
BILLS OF QUANTITIES
Construction of the UNHCR-One Stop Shop (OSS) Registration Model
Jewi - OSS: Gambella Region
Bidder Legal Name:
SUMMARY
A | REGISTRATION OFFICE
1 | EXCAVATION & EARTH WORK | ETB | 0
2 | CONCRETE WORK | ETB | 0
3 | MASONRY WORK | ETB | 0
SUPER-STRUCTURE
4 | CONCRETE WORK | ETB | 0
5 | BLOCK WORK | ETB | 0
6 | ROOFING | ETB | 0
7 | METAL WORKS | ETB | 0
8 | STEEL STRUCTURE | ETB | 0
9 | FINISHING | ETB | 0
10 | GLAZING | ETB | 0
11 | PAINTING | ETB | 0
12 | ELECTRICAL WORKS | ETB | 0
| SUB-TOTAL (A) | ETB | 0
B | GUEST AND STAFF TOILES
13 | EXCAVATION & EARTH WORK | ETB | 0
14 | CONCRETE WORK | ETB | 0
15 | MASONRY WORK | ETB | 0
SUPER-STRUCTURE
16 | CONCRETE WORK | ETB | 0
17 | BLOCK WORK | ETB | 0
18 | ROOFING | ETB | 0
19 | METAL WORKS | ETB | 0
20 | STEEL STRUCTURE | ETB | 0
21 | FINISHING | ETB | 0
22 | PAINTING | ETB | 0
23 | MECHANICAL WORKS | ETB | 0
| SUB-TOTAL (B) | ETB | 0
C | GUARD SHED
SUB-STRUCTURE
24 | EXCAVATION & EARTH WORK | ETB | 0
25 | CONCRETE WORK | ETB | 0
26 | MASONRY WORK | ETB | 0
SUPER-STRUCTURE
27 | CONCRETE WORK | ETB | 0
28 | BLOCK WORK | ETB | 0
29 | ROOFING | ETB | 0
30 | METAL WORK | ETB | 0
31 | STEEL STRUCTURE | ETB | 0
32 | FINISHING | ETB | 0
33 | GLAZING | ETB | 0
34 | PAINTING | ETB | 0
| SUB-TOTAL (C) | ETB | 0
D | EXTERNAL WORKS
35 | PERIMITER FENCING & GATE | ETB | 0
36 | DRIVEWAY, CIRCULATION & PARKING | ETB | 0
37 | LANDSCAPING WORKS | ETB
38 | GENERATOR SHED | ETB | 0
39 | SITE ELECTRICAL | ETB | 0
| SUB TOTAL(D) | ETB | 0
| GRAND TOTAL (JEWI OSS) (A+B+C+D) | ETB | 0
| GRAND TOTAL (JEWI OSS) (A+B+C+D) | USD | 0
ITEM | DESCRIPTION | UNIT | QTY | RATE | AMOUNT
A | REGISTRATION OFFICE
SUB-STRUCTURE
1 | EXCAVATION & EARTH WORK
Pricing notes:
A) Prices generally are to include for provision of all materials for carrying out the work except where item are specifically described as "measured separately".
B) Prices generally are to include for all necessary scaffolds, temporary screens, guard rails and other protective measures for proper execution of the work described and for the proper protection of the existing surrounding building, persons and others.
C) Prices generally are to include for making good of any damage or disturbance caused by the execution of the work described.
D) Prices generally are to include for the clearing away and removal from the site .
1.1 | Clearing of the site to remove top soil and other rubbish materials to an average depth of 300 mm. | m2 | 317.3 |  | 0
1.2 | Trench excavation for stone masonry foundation wall around the building to a depth not exceeding 1000mm starting from reduced level. | m3 | 65 |  | 0
1.3 | Pit excavation for footings of depth not exceeding of 1500mm from reduced level. | m3 | 75.25 |  | 0
1.4 | Back fill under hard core & footing with selected material, well rammed in layers of 200mm thick and compacted at dry density and optimum moisture content to achieve 95% standard proctor. | m3 | 178.885 |  | 0
1.5 | Cart away excavated material. | m3 | 226.23 |  | 0
1.6 | 250mm thick basaltic or equivalent stone hard core well rolled, consolidated and blinded with crushed stone. | m2 | 217.77 |  | 0
| Total Carried to Summary Birr |  |  |  | 0
2 | CONCRETE WORK
Pricing notes:
A) The costs of Concrete shall include making,storing and testing of concrete test cubes as required and providing cube moulds necessary for the purpose and for submitting reports of the tests to the Engineer.
B) Price for concrete shall include placing concrete by whatever means,for vibrating with mechanical vibrators. Formwork and reinforcement shall be measured separately unless otherwise described.
50mm thick lean concrete in class C-5, minimum cement content of 150 kg/m3 :
2.1 | Under masonry foundation wall & Footing | m2 | 60.48 |  | 0
Reinforced concrete in C-25, minimum cement content of 360 kg/m3 filled in to form work and vibrated around steel reinforcement (formwork and reinforcement measured separately).
2.2 | In footings & Foundation Columns | m3 | 6.6 |  | 0
2.3 | In Grade beams. | m3 | 10.752 |  | 0
2.4 | In 100mm thick ground floor slab. | m2 | 217.77 |  | 0
Formwork shall be timbered or steel or a combination of two, sufficient to contain the wet concrete without leakage. Enough to support temporary loading and pressure from placing Compaction or vibration without displacement or appreciable deflection.
2.5 | Footing and Foundation Columns | m2 | 44 |  | 0
2.6 | To Grade beams. | m2 | 107.52 |  | 0
Steel bar reinforcement according to structural drawings. Reinforcement shall be free from dirt, oil, grease, paint, readers, etc and any other substances which may affect the reinforcement and concrete bond (price include cutting, bending, placing in position and tying wires.
2.7 | Diam 12mm Deformed bar. | kg | 702.368 |  | 0
2.8 | Diam 10mm Deformed Bar | Kg | 228 |  | 0
2.9 | Diam 8mm Deformed bar. | kg | 1247.647 |  | 0
| Total Carried to Summary Birr |  |  |  | 0
3 | MASONRY WORK
3.1 | Basaltic or equivalent stone masonry foundation wall bedded in cement sand mortar (1:4) below NGL.. | m3 | 36.5 |  | 0
3.2 | Ditto as item 3.1, but, above NGL. | m3 | 23.5 |  | 0
| Total Carried to Summary Birr |  |  |  | 0
SUPER -STRUCTURE
4 | CONCRETE WORK
Pricing note:
COSTS OF TESTS
A) The costs of Concrete shall include making,storing and testing of concrete test cubes as required and providing cube moulds necessary for the purpose and for submitting reports of the tests to the Engineer.
B) Price for concrete shall include placing concrete by whatever means,for vibrating with mechanical vibrators. Formwork and reinforcement shall be measured separately unless otherwise described.
Reinforced concrete in C-25, minimum cement content of 360 kg/m3 filled in to form work and vibrated around steel reinforcement (formwork and reinforcement measured separately).
4.1 | In Elevation columns. | m3 | 2.852 |  | 0
4.2 | In top tie beams. | m3 | 8.064 |  | 0
Formwork shall be timbered or steel or a combination of two, sufficient to contain the wet concrete without leakage. Enough to support temporary loading and pressure from placing Compaction or vibration without displacement or appreciable deflection.
4.3 | To Elevation columns. | m2 | 55.8 |  | 0
4.4 | To top tie beams. | m2 | 98.24 |  | 0
Steel bar reinforcement according to structural drawings. Reinforcement shall be free from dirt, oil, grease, paint, readers, etc and any other substances which may affect the reinforcement and concrete bond (price include cutting, bending, placing in position and tying wires.
4.5 | Diam.12mm.deformed bar. | kg | 867.3984 |  | 0
4.6 | Diam.8mm.deformed bar. | kg | 414.908 |  | 0
| Total Carried to Summary Birr |  |  |  | 0
5 | BLOCK WORK
5.1 | 200mm.thick approved type Hollow Concrete Block wall bedded in cement sand mortar mix (1:3). | m2 | 308.7798 |  | 0
| Total Carried to Summary Birr |  |  |  | 0
6 | ROOFING
6.1 | Supply and fix G-28 C.I.S. roof cover. Price shall include roof ridge cover and all the necessary fixing accessories. | m2 | 305.23 |  | 0
6.2 | Supply and fix 0.5mm thick galvanized flat metal sheet gutter(Dev. l=850mm). Price shall include all fixing accessories. | ml | 70.92 |  | 0
6.3 | Supply and fix 250x25mm wooden fascia board. Price shall include all the necessary fixing accessories. | ml | 70.92 |  | 0
6.4 | Supply and fix diam 100mm PVC down pipe. Price shall include all the necessary fixing accessories. | ml | 59.8 |  | 0
| Total Carried to Summary Birr |  |  |  | 0
7 | METAL WORK
Supply and fix 38mm thick LTZ frame doors and windows all as per the drawing. Price shall include Orlando or equivalent locks and hinges,one coat of primer and two coats of synthetic enamel paint.(glazing measured separately).
7.1 | D1 size 1586x3100mm. | no | 2 |  | 0
7.2 | D2 size 900x3100mm. | no | 8 |  | 0
7.3 | D3 size 1000x3100mm. | no | 4 |  | 0
7.4 | D4 size 1800x2200mm RHS steel frame. | no | 2 |  | 0
7.5 | W1 size 1400x2100mm. | no | 2 |  | 0
7.6 | W2 size 1000x2100mm. | no | 9 |  | 0
7.7 | W3 size 1400x2100mm. | no | 1 |  | 0
7.8 | DW2 size (1000x2100)+(900x3100)mm. | no | 4 |  | 0
7.9 | P1 size 3000x3000mm. | no | 1 |  | 0
7.1 | P1 size 4000x3000mm. | no | 3 |  | 0
7.11 | P1 size 2500x3000mm. | no | 1 |  | 0
7.12 | P1 size 900x3000mm wooden frame with wooden moldings all round. | no | 8 |  | 0
| Total Carried to Summary Birr |  |  |  | 0
8 | STEEL STRUCTURE
Supply and erect steel roof structure all according to size and shape specified on the drawing . Price shall include one coat of primer & two coats of synthetic enamel paint.
8.1 | RHS size 60x60x3.0mm | kg | 1349.6076 |  | 0
8.2 | RHS size 50x50x3.0mm | kg | 201.79 |  | 0
8.3 | RHS size 40x40x3.0mm | kg | 717.189 |  | 0
8.4 | RHS size 80x60x3.0mm | kg | 288.456 |  | 0
8.5 | RHS size 80x60x3.0mm | kg | 2068.4226 |  | 0
8.6 | Plate size 200x150x6mm for truss and column connection. | pc | 52 |  | 0
8.7 | M16 "J " bolt (DL=250mm) anchored to concrete with nuts. | pc | 104 |  | 0
8.8 | Plate size 200x120x6mm for truss connection. | pc | 20 |  | 0
8.9 | Angle iron 40x40x2.0mm (l=100mm) | pc | 180 |  | 0
8.1 | Diam.12mm bolts with nuts (for purlin connection) | pc | 180 |  | 0
| Total Carried to Summary Birr |  |  |  | 0
9 | FINISHING
9.1 | Two coats of cement sand plaster (1:3) and final coat of gypsum finish to internal wall surfaces. | m2 | 493.4528 |  | 0
9.2 | Two coats of cement sand plaster (1:3) and final render coat to external wall surface. | m2 | 134.0268 |  | 0
9.3 | Supply and fix 20mm thick cement tiles flooring with cement sand mortar (1:3). Price shall include polishing and grouting with matching color. | m2 | 217.77 |  | 0
9.4 | Supply and fix 300x30mm terrazo window/door sill with cement sand mortar (1:3). | ml | 38.772 |  | 0
9.5 | Supply and fix 100x20mm wide terrazo skirting with cement sand mortar (1:3). | ml | 188.228 |  | 0
9.6 | Supply and fix approved quality 8mm thick chipwood ceiling. Price shall include suspensions,wooden battens and all the necessary fixing accessories. | m2 | 217.77 |  | 0
9.7 | Supply and fix approved quality CIS ceiling. Price shall include suspensions,wooden battens and all the necessary fixing accessories. | m2 | 68.4 |  | 0
9.8 | 100 mm thick concrete pavement around the building bedded on 100mm thick fine aggregate and 200mm thick compacted granular materials. | m2 | 68.4 |  | 0
9.9 | Diam 300mm half open concrete pipe storm water drainage around the building bedded on 100mm thick fine aggregate and 200mm thick compacted granular materials. | ml | 71.4 |  | 0
| Total Carried to summary birr |  |  |  | 0
10 | GLAZING
10.1 | Supply and fix 4mm thick clear glass. Price shall include all the necessary fixing accessories. | m2 | 73.8612 |  | 0
10.2 | Supply and fix 5mm thick clear glass. Price shall include all the necessary fixing accessories. | m2 | 39.375 |  | 0
| Total Carried to Summary Birr |  |  |  | 0
11 | PAINTING
11.1 | Apply three coats of plastic emulsion paint to internally gypsum plastered wall surfaces. | m2 | 493.4528 |  | 0
11.2 | Ditto as item 11.1,but, to rendered external wall surface. | m2 | 134.0268 |  | 0
11.3 | Ditto as item 11.1,but, to chipwood ceiling. | m2 | 217.77 |  | 0
| Total Carried to Summary Birr |  |  |  | 0
12 | ELECTRICAL WORKS
12.1 | Panel Board
Supply, install, connect, test and commision the following panel board including all necessary accessories and required material for compelete installation as specified. Compatible standards or equivalent and type approved
12.1.1 | Flash mounting distribution board, MDB in sheet steel or plastic enclosure with lockable door, and with phase neutral and earth bus-bars 80A rating, and consisting of :-
1 pc main MCB of 50A/1P
8 pcs MCB of 10A/1P
5 pcs MCB of 16A/1P AC outlet
1 pcs MCB of 16A/1P FAN outlet
8 pcs MCB of 16A/1P
| 10% reserve pitches | pcs | 1 |  | 0
12.2 | INTERIOR LIGHTING
Supply, install, connect, test and commision the follwing lighting fixures including all necessary accessories and required material for compelete installation as specified. IEC 60969 standards or equivalent and type approved
12.2.1 | Luminaire fix to the ceiling Florecent linear T8 Ø 26 mm - FL,2x18w IP40 Surface assembly | pcs | 5 |  | 0
12.2.2 | LED panel light 40w surface type included driver , 4000 K/ ,IP20, operating voltage 220V-240V | pcs | 6 |  | 0
12.2.3 | Luminaire fix to the ceiling Florecent linear T8 Ø 26 mm - FL,4x18w IP40 Surface assembly | pcs | 6 |  | 0
12.2.4 | LED panel light 18w surface type included driver , 4000 K/ 1350 lm IP 20, operating voltage 220V-240V, | pcs | 12 |  | 0
12.2.5 | Luminaire fix to the ceiling (Downlight) LED 17w, IP44,1400 Lm Surface assembly | pcs | 9 |  | 0
12.2.6 | Surface mounted LED light 1x12W | pcs | 12 |  | 0
12.3 | Switch
12.3.1 | One way Switch | pcs | 18 |  | 0
12.3.2 | Double pole switch | pcs | 5 |  | 0
12.3.3 | Two way Switch | pcs | 2 |  | 0
12.4 | Socket outlet points
Supply, install, connect, test and commision the follwing socket fixures including all necessary accessories and required material for compelete installation as specified. Compatible standards or equivalent and type approved
12.4.1 | 16A / 1P flush mounted AC socket outlets fed through heavy duty PVC insulated conductors of 3 x 2.5 sq.mm inside PVC conduits of 16mm diameter including junction boxes with covers and insulating screw cap connectors. | pcs | 5 |  | 0
12.4.2 | 10/16A / 1P flush mounted normal universal socket outlets fed through heavy duty PVC insulated conductors of 3 x 2.5 sq.mm inside PVC conduits of 16mm diameter including junction boxes with covers and insulating screw cap connectors. | pcs | 27 |  | 0
12.5 | Power Cable 0.6/1KVA ,Solid/Standared Copper conductor,PVC insulation,PVC filler,PVC Outer Sheath(Nominal Cross section -MM) (NYY) Compatible standards or equivalent and type approved
12.5.1 | 3x2.5mm2 | ml | 400 |  | 0
12.6 | Supply and install , PVC conduits in accordance with design drawings.
| (a) Diam 16 | ml | 380 |  | 0
| (b) Diam 25 | ml | 50 |  | 0
12.7 | DATA /TELECOM POINTS / OUTLETS
Supply, install, test and commission in accordance with international and national standards and issued design drawings
12.7.1 | Switch 16 ports TP link or equivalent | pcs | 1 |  | 0
12.7.2 | Category 6E UTP cable inside heavy duty rigid PVC conduit of 25mm diameter Including Incidence Work. | ml | 300 |  | 0
12.7.3 | RJ 45 outlet type LEGRAND (774038+774041)category 5E with 4 contacts complete with clip on support frame. | pcs | 13 |  | 0
12.8 | FIRE ALARM SYSTEM
12.8.1 | Wireless Ionization Smoke detector; including all necessary accessories | pcs | 2 |  | 0
12.8.2 | 6kg Protable co2 fire extinguisher | pcs | 2 |  | 0
| Total Carried to Summary Birr |  |  |  | 0
B | GUEST AND STAFF TOILES
SUB-STRUCTURE
13 | EXCAVATION & EARTH WORK
Pricing notes:
A) Prices generally are to include for provision of all materials for carrying out the work except where item are specifically described as "measured separately".
B) Prices generally are to include for all necessary scaffolds, temporary screens, guard rails and other protective measures for proper execution of the work described and for the proper protection of the existing surrounding building, persons and others.
C) Prices generally are to include for making good of any damage or disturbance caused by the execution of the work described.
D) Prices generally are to include for the clearing away and removal from the site .
13.1 | Clearing of the site to remove top soil and other rubbish materials to an average depth of 300 mm. | m2 | 65 |  | 0
13.2 | Trench excavation for stone masonry foundation wall to a depth not exceeding 1000mm starting from reduced level. | m3 | 29.25 |  | 0
13.3 | Back fill under hard core with selected material, well rammed in layers of 200mm thick and compacted at dry density and optimum moisture content to achieve 95% standard proctor. | m3 | 11.35 |  | 0
13.4 | Cart away excavated material. | m3 | 48.75 |  | 0
13.5 | 250mm thick basaltic or equivalent stone hard core well rolled, consolidated and blinded with crushed stone. | m2 | 22.7 |  | 0
| Total Carried to Summary Birr |  |  |  | 0
14 | CONCRETE WORK
Pricing notes:
A) The costs of Concrete shall include making,storing and testing of concrete test cubes as required and providing cube moulds necessary for the purpose and for submitting reports of the tests to the Engineer.
B) Price for concrete shall include placing concrete by whatever means,for vibrating with mechanical vibrators. Formwork and reinforcement shall be measured separately unless otherwise described.
50mm thick lean concrete in class C-5, minimum cement content of 150 kg/m3 :
14.1 | Under masonry foundation wall. | m2 | 14.85 |  | 0
Reinforced concrete in C-25, minimum cement content of 360 kg/m3 filled in to form work and vibrated around steel reinforcement (formwork and reinforcement measured separately).
14.2 | In Grade beams. | m3 | 2.64 |  | 0
14.3 | In 100mm thick ground floor slab. | m2 | 22.7 |  | 0
Formwork shall be timbered or steel or a combination of two, sufficient to contain the wet concrete without leakage. Enough to support temporary loading and pressure from placing Compaction or vibration without displacement or appreciable deflection.
14.4 | To Grade beams. | m2 | 26.4 |  | 0
Steel bar reinforcement according to structural drawings. Reinforcement shall be free from dirt, oil, grease, paint, readers, etc and any other substances which may affect the reinforcement and concrete bond (price include cutting, bending, placing in position and tying wires.
14.5 | Diam 12mm Deformed bar. | kg | 126.8064 |  | 0
14.6 | Diam 8mm Deformed bar. | kg | 184.8205 |  | 0
| Total Carried to Summary Birr |  |  |  | 0
15 | MASONRY WORK
15.1 | Basaltic or equivalent stone masonry foundation wall bedded in cement sand mortar (1:4) below NGL.. | m3 | 13.5 |  | 0
15.2 | Ditto as item 15.1, but, above NGL. | m3 | 6.75 |  | 0
| Total Carried to Summary Birr |  |  |  | 0
SUPER -STRUCTURE
16 | CONCRETE WORK
Pricing note:
COSTS OF TESTS
A) The costs of Concrete shall include making,storing and testing of concrete test cubes as required and providing cube moulds necessary for the purpose and for submitting reports of the tests to the Engineer.
B) Price for concrete shall include placing concrete by whatever means,for vibrating with mechanical vibrators. Formwork and reinforcement shall be measured separately unless otherwise described.
Reinforced concrete in C-25, minimum cement content of 360 kg/m3 filled in to form work and vibrated around steel reinforcement (formwork and reinforcement measured separately).
16.1 | In Elevation columns. | m3 | 1.08 |  | 0
16.2 | In top tie beams. | m3 | 1.98 |  | 0
Formwork shall be timbered or steel or a combination of two, sufficient to contain the wet concrete without leakage. Enough to support temporary loading and pressure from placing Compaction or vibration without displacement or appreciable deflection.
16.3 | To Elevation columns. | m2 | 21.6 |  | 0
16.4 | To top tie beams. | m2 | 26.4 |  | 0
Steel bar reinforcement according to structural drawings. Reinforcement shall be free from dirt, oil, grease, paint, readers, etc and any other substances which may affect the reinforcement and concrete bond (price include cutting, bending, placing in position and tying wires.
16.5 | Diam.12mm.deformed bar. | kg | 255.9216 |  | 0
16.6 | Diam.8mm.deformed bar. | kg | 114.9055 |  | 0
| Total Carried to Summary Birr |  |  |  | 0
17 | BLOCK WORK
17.1 | 200mm.thick approved type Hollow Concrete Block wall bedded in cement sand mortar mix (1:3). | m2 | 117.798 |  | 0
| Total Carried to Summary Birr |  |  |  | 0
18 | ROOFING
18.1 | Supply and fix G-28 C.I.S. roof cover. Price shall include roof ridge cover and all the necessary fixing accessories. | m2 | 30.14 |  | 0
18.2 | Supply and fix 0.5mm thick galvanized flat metal sheet gutter(Dev. l=850mm). Price shall include all fixing accessories. | ml | 9 |  | 0
18.3 | Supply and fix 250x25mm wooden fascia board. Price shall include all the necessary fixing accessories. | ml | 9 |  | 0
18.4 | Supply and fix diam 100mm PVC down pipe. Price shall include all the necessary fixing accessories. | ml | 15.2 |  | 0
| Total Carried to Summary Birr |  |  |  | 0
19 | METAL WORK
Supply and fix 38mm thick LTZ frame doors and windows all as per the drawing. Price shall include Orlando or equivalent locks and hinges,one coat of primer and two coats of synthetic enamel paint.(glazing measured separately).
19.1 | D1 size 900x2150mm. | no | 6 |  | 0
| Total Carried to Summary Birr |  |  |  | 0
20 | STEEL STRUCTURE
Supply and erect steel roof structure all according to size and shape specified on the drawing . Price shall include one coat of primer & two coats of synthetic enamel paint.
20.1 | RHS size 80x60x3.0mm | kg | 87.344 |  | 0
20.2 | RHS size 60x30x3.0mm | kg | 190.8 |  | 0
20.3 | Plate size 200x150x6mm for truss and column connection. | pc | 20 |  | 0
20.4 | M16 "J " bolt (DL=250mm) anchored to concrete with nuts. | pc | 20 |  | 0
20.5 | Angle iron 40x40x2.0mm (l=100mm) | pc | 25 |  | 0
20.6 | Diam.12mm bolts with nuts (for purlin connection) | pc | 25 |  | 0
| Total Carried to Summary Birr |  |  |  | 0
21 | FINISHING
21.1 | Three coats of cement sand plaster (1:3) finish to internal wall surfaces. | m2 | 52.213 |  | 0
21.2 | Two coats of cement sand plaster (1:3) and final render coat to external wall surface. | m2 | 91.08 |  | 0
21.3 | Two coats of cement sand plaster (1:3) finish to internal wall surfaces to receve ceramic tile. | m2 | 74.003 |  | 0
21.4 | Supply and fix 20mm thick cement tiles flooring with cement sand mortar (1:3). Price shall include polishing and grouting with matching color. | m2 | 20.94 |  | 0
21.5 | Supply and fix approved quality ceramic tiles with cement sand mortar (1:3). Price shall include cleaning and grouting with matching color. | m2 | 74.003 |  | 0
21.6 | Supply and fix 300x30mm terrazo window/door sill with cement sand mortar (1:3). | ml | 4.38 |  | 0
21.7 | Supply and fix 100x20mm wide ceramic skirting with cement sand mortar (1:3). | ml | 11.44 |  | 0
21.8 | Supply and fix approved quality PVC ceiling. Price shall include suspensions,wooden battens and all the necessary fixing accessories. | m2 | 28.1 |  | 0
21.9 | 100 mm thick concrete pavement around the building bedded on 100mm thick fine aggregate and 200mm thick compacted granular materials. | m2 | 38 |  | 0
21.1 | Diam 300mm half open concrete pipe storm water drainage around the building bedded on 100mm thick fine aggregate and 200mm thick compacted granular materials. | ml | 38 |  | 0
| Total Carried to summary birr |  |  |  | 0
22 | PAINTING
22.1 | Apply three coats of plastic emulsion paint to internally plastered wall surfaces. | m2 | 52.213 |  | 0
22.2 | Ditto as item 21.1,but, to rendered external wall surface. | m2 | 91.08 |  | 0
| Total Carried to Summary Birr |  |  |  | 0
23 | MEP WORKS
MECHANICAL WORKS
Mechanical works includes all surface pre cleaning, removal of mortar or tiles by chiseling, making good all existing systems, preparation of of surface where ever indicated, preparation and application of finish to harmonize, polishing and cleaning after end of work.
23.1 | Water Supply Systems
23.1.1 | Supply and install approved quality of elevated water plastic tank of 10 000 litre capacity (Rotto, fiber glass or equivalent) on elevated stone masonry support as shown on the Sanitary drawing and site plan. Tanker should be connected to pipes as per drawings. Price shall include stone masonry support, mounting the tanker on masonry support and connections. | Nr | 1 |  | 0
23.1.2 | Site and Internal Water Supply Pipes:
Cold water pipes from elevated tankers shall be High Density Polyethylene (HDPE), PN-10 pipes, and be laid in trench as shown in the sanitary site drawing. Provide 100mm thick sand bedding material rammed and tamped and 150mm thick approved material to cover the pipe all as per the typical trench section and detail.Unit price shall include all assistance civil works and necessary fittings such as T, bends etc. according to where shown on the drawing. All water pipes shall be tested two times the working pressure or 40 meters head, which ever is greater at the expense of the contractor.
a | Supply and install high density polyethylene pipe,HDPE pipes, PN-10 of diameter 25mm from elevated tank to toilets - cold water distribution system as shown on the drawing. Complete with all the necessary fittings and accessories. | ml | 115 |  | 0
b | Supply and fix PPR service valves of approved standard, capable of resisting PN-10 on internal branch and pipe inlet to toilet, etc; of the following size and as where shown on the drawing. Diameter 20mm | Nr | 3 |  | 0
23.2 | Waste Water Drainage System
23.2.1 | Supply and build from stone masonry MH 60x60 cm includig all excavations, concrete works, plastering and 60x60 cm steel cover | Nr | 3 |  | 0
23.2.2 | Supply and Install vent pipe of diameter 75mm PVC to th pit latrine caped with steel mesh on top. | ml | 9 |  | 0
23.2.3 | Providing, laying and jointing of internal uPVC PN-6 waste pipes with all uPVC pipe fittings including jointing with solvent cement joints and testing of joints etc. according to where shown on the drawings.Complete with all the necessary fittings. Provide cleaning detail for all waste water riser pipes as per the detail drawing.
a | Diameter 50mm | ml | 12 |  | 0
b | Diameter 110mm | ml | 15 |  | 0
23.2.4 | Supply and fix hand wash basins made of white glazed vitreious china with REMER/JAQUAR or Equivalent chrome plated cold water tap, pedastal stand ,complete with mixing battery plug, chrome plated chain holder, P-smell trap with connection pipe, fittings, all other necessary etc.complete in all respects. Flexible hose to be REMER or Equivalent t and should be capable of resisting pressure of 4 bar. P-smell trap should be brass chrome plated with 50mm height of water seal and trap. | Nr | 4 |  | 0
23.2.5 | Supply and fix WC made of white glazed vitreious china with REMER/JAQUAR or Equivalent chrome plated cold water tap and all necessary accessaries to make it complete. | Nr | 4 |  | 0
23.2.6 | Supply and fix approved type ceramic squatting pan of size 520 x 420 x 180 mm in the toilet stances recessed in the concrete floor. | Nr | 2 |  | 0
23.2.7 | Construct septic tank of 25 m3 capacity for size 6750 x 3000mm x 3550mm made of rectangular masonry wall and covered with concrete with all accessories as shown on the drawing. | LS | 1 |  | 0
23.3 | Storm Water Drainage
23.3.1 | Supply and fix half circular concrete pipe of diamter 400 mm from building out of site laid on fine aggregate and pointed with cement mortar. | ml | 25 |  | 0
23.4 | Fire Extingusher
23.4.1 | Supply and install 6 Kg ABC Powder Fire Extinguisher containing Mono Ammonium Phosphate Powder 50, Stored Pressure Type, Pressure Gauge, fitted with discharge hose and wall mounting bracket, discharge time less than 15 Secs, controllable discharge mechanism, minimum range 4 Meters, applicable on Class A,B,C and electrically started fire | Nr | 3 |  | 0
23.5 | Water Point
23.5.1 | Construct water point of 4200mm x 840mm x 1300 mm high made of stone masonry wall binded with cement mortar and finished with cement pointing as per the detail drawing. The cost shall include stone masonry foundation of 500mm depth, water supply connections, taps, P-smell trap, drainage system and all the necessary civil works to make the work complete standard, PN-10 on internal branch and pipe inlet | Nr | 1
| Total Carried to Summary Birr |  |  |  | 0
C | GUARD SHED
SUB-STRUCTURE
24 | EXCAVATION & EARTH WORK
Pricing notes:
A) Prices generally are to include for provision of all materials for carrying out the work except where item are specifically described as "measured separately".
B) Prices generally are to include for all necessary scaffolds, temporary screens, guard rails and other protective measures for proper execution of the work described and for the proper protection of the existing surrounding building, persons and others.
C) Prices generally are to include for making good of any damage or disturbance caused by the execution of the work described.
D) Prices generally are to include for the clearing away and removal from the site .
24.1 | Clearing of the site to remove top soil and other rubbish materials to an average depth of 300 mm. | m2 | 22.09 |  | 0
24.2 | Trench excavation for stone masonry foundation wall to a depth not exceeding 1000mm starting from reduced level. | m3 | 11.115 |  | 0
24.3 | Back fill under hard core with selected material, well rammed in layers of 200mm thick and compacted at dry density and optimum moisture content to achieve 95% standard proctor. | m3 | 2.645 |  | 0
24.4 | Cart away excavated material. | m3 | 17.742 |  | 0
24.5 | 250mm thick basaltic or equivalent stone hard core well rolled, consolidated and blinded with crushed stone. | m2 | 5.29 |  | 0
| Total Carried to Summary Birr |  |  |  | 0
25 | CONCRETE WORK
Pricing notes:
A) The costs of Concrete shall include making,storing and testing of concrete test cubes as required and providing cube moulds necessary for the purpose and for submitting reports of the tests to the Engineer.
B) Price for concrete shall include placing concrete by whatever means,for vibrating with mechanical vibrators. Formwork and reinforcement shall be measured separately unless otherwise described.
50mm thick lean concrete in class C-5, minimum cement content of 150 kg/m3 :
25.1 | Under masonry foundation wall. | m2 | 5.13 |  | 0
Reinforced concrete in C-25, minimum cement content of 360 kg/m3 filled in to form work and vibrated around steel reinforcement (formwork and reinforcement measured separately).
25.2 | In Grade beams. | m3 | 0.792 |  | 0
25.3 | In 100mm thick ground floor slab. | m2 | 5.29 |  | 0
Formwork shall be timbered or steel or a combination of two, sufficient to contain the wet concrete without leakage. Enough to support temporary loading and pressure from placing Compaction or vibration without displacement or appreciable deflection.
25.4 | To Grade beams. | m2 | 7.92 |  | 0
Steel bar reinforcement according to structural drawings. Reinforcement shall be free from dirt, oil, grease, paint, readers, etc and any other substances which may affect the reinforcement and concrete bond (price include cutting, bending, placing in position and tying wires.
25.5 | Diam 12mm Deformed bar. | kg | 49.728 |  | 0
25.6 | Diam 8mm Deformed bar. | kg | 49.8885 |  | 0
| Total Carried to Summary Birr |  |  |  | 0
26 | MASONRY WORK
26.1 | Basaltic or equivalent stone masonry foundation wall bedded in cement sand mortar (1:4) below NGL.. | m3 | 19.71 |  | 0
26.2 | Ditto as item 26.1, but, above NGL. | m3 | 2.565 |  | 0
| Total Carried to Summary Birr |  |  |  | 0
SUPER -STRUCTURE
27 | CONCRETE WORK
Pricing note:
COSTS OF TESTS
A) The costs of Concrete shall include making,storing and testing of concrete test cubes as required and providing cube moulds necessary for the purpose and for submitting reports of the tests to the Engineer.
B) Price for concrete shall include placing concrete by whatever means,for vibrating with mechanical vibrators. Formwork and reinforcement shall be measured separately unless otherwise described.
Reinforced concrete in C-25, minimum cement content of 360 kg/m3 filled in to form work and vibrated around steel reinforcement (formwork and reinforcement measured separately).
27.1 | In Elevation columns. | m3 | 0.432 |  | 0
27.2 | In top tie beams. | m3 | 0.552 |  | 0
Formwork shall be timbered or steel or a combination of two, sufficient to contain the wet concrete without leakage. Enough to support temporary loading and pressure from placing Compaction or vibration without displacement or appreciable deflection.
27.3 | To Elevation columns. | m2 | 8.64 |  | 0
27.4 | To top tie beams. | m2 | 7.36 |  | 0
Steel bar reinforcement according to structural drawings. Reinforcement shall be free from dirt, oil, grease, paint, readers, etc and any other substances which may affect the reinforcement and concrete bond (price include cutting, bending, placing in position and tying wires.
27.5 | Diam.12mm.deformed bar. | kg | 94.128 |  | 0
27.6 | Diam.8mm.deformed bar. | kg | 41.554 |  | 0
| Total Carried to Summary Birr |  |  |  | 0
28 | BLOCK WORK
28.1 | 200mm.thick approved type Hollow Concrete Block wall bedded in cement sand mortar mix (1:3). | m2 | 28.05 |  | 0
| Total Carried to Summary Birr |  |  |  | 0
29 | ROOFING
29.1 | Supply and fix G-28 C.I.S. roof cover. Price shall include roof ridge cover and all the necessary fixing accessories. | m2 | 7.82 |  | 0
29.2 | Supply and fix 0.5mm thick galvanized flat metal sheet gutter(Dev. l=850mm). Price shall include all fixing accessories. | ml | 2.3 |  | 0
29.3 | Supply and fix 250x25mm wooden fascia board. Price shall include all the necessary fixing accessories. | ml | 2.3 |  | 0
29.4 | Supply and fix diam 100mm PVC down pipe. Price shall include all the necessary fixing accessories. | ml | 7 |  | 0
| Total Carried to Summary Birr |  |  |  | 0
30 | METAL WORK
Supply and fix 38mm thick LTZ frame doors and windows all as per the drawing. Price shall include Orlando or equivalent locks and hinges,one coat of primer and two coats of synthetic enamel paint.( glazing measured separately).
30.1 | D1 size 800x2100mm. | no | 1 |  | 0
30.2 | W1 size 1200x1200mm. | no | 2 |  | 0
| Total Carried to Summary Birr |  |  |  | 0
31 | STEEL STRUCTURE
Supply and erect steel roof structure all according to size and shape specified on the drawing . Price shall include one coat of primer & two coats of synthetic enamel paint.
31.1 | RHS size 80x60x3.0mm | kg | 35.192 |  | 0
31.2 | RHS size 60x30x3.0mm | kg | 53 |  | 0
31.3 | Plate size 200x150x6mm for truss and column connection. | pc | 8 |  | 0
31.4 | M16 "J " bolt (DL=250mm) anchored to concrete with nuts. | pc | 8 |  | 0
31.5 | Angle iron 40x40x2.0mm (l=100mm) | pc | 10 |  | 0
31.6 | Diam.12mm bolts with nuts (for purlin connectiom). | pc | 10 |  | 0
| Total Carried to Summary Birr |  |  |  | 0
32 | FINISHING
32.1 | Two coats of Cement sand plaster (1:3) and final coat of gypsum finish to internal wall surfaces. | m2 | 23.04 |  | 0
32.2 | Two coats of cement sand plaster (1:3) and final render coat to external wall surface. | m2 | 30.99 |  | 0
32.3 | Supply and fix 20mm thick cement tiles flooring with Cement sand plaster (1:3). Price shall include polishing and grouting with matching colour. | m2 | 4.41 |  | 0
32.4 | Supply and fix 300x30mm terrazo window sill with cement sand mortar (1:3). | ml | 3.2 |  | 0
32.5 | Supply and fix 100x20mm wide terrazo skirting with cement sand mortar (1:3). | ml | 7.6 |  | 0
32.6 | Supply and fix approved quality 8mm thick chipwood ceiling. Price shall include suspensions,wooden battens and all the necessary fixing accessories. | m2 | 4.41 |  | 0
32.7 | Supply and fix approved quality CIS ceiling. Price shall include suspensions,wooden battens and all the necessary fixing accessories. | m2 | 2.3 |  | 0
32.8 | 100 mm thick concrete pavement around the building bedded on 100mm thick fine aggregate and 200mm thick compacted granular materials. | m2 | 12.4 |  | 0
32.9 | Diam 300mm half open concrete pipe storm water drainage around the building bedded on 100mm thick fine aggregate and 200mm thick compacted granular materials. | ml | 12.4 |  | 0
| Total Carried to Summary Birr |  |  |  | 0
33 | GLAZING
33.1 | Supply and fix 4mm thick clear glass. Price shall include all the necessary fixing accessories. | m2 | 3.76 |  | 0
| Total Carried to Summary Birr |  |  |  | 0
34 | PAINTING
34.1 | Apply three coats of plastic emulsion paint to internally gypsum plastered wall surfaces. | m2 | 23.04 |  | 0
34.2 | Ditto as item 34.1,but, to external rendered wall surface. | m2 | 30.99 |  | 0
34.2 | Ditto as item 34.1,but, to chipwood ceiling. | m2 | 4.41 |  | 0
| Total Carried to Summary Birr |  |  |  | 0
D | EXTERNAL WORKS
35 | Perimeter Fence & Gate
35.1 | Galvanized steel mesh perimeter fence made of dia 2.5 mm wires fixed on RHS - 40x40x3 mm c/c 1500mm (Vertical & Horizontal member) with wire mesh meshed at c/c 25mm.The vertical member shall be anchored on concrete foundation as shown on the drawing. Price shall include plates & bolts to fix the the RHS posts to concrete structures;one coat of primer, two coats of synthetic enamel paint and other relevant works complete as per the drawings. | ml | 175 |  | 0
35.2 | Supply and fix approved external gate of 4000mm wide x 2000 mm high made of metal grill of the sizes as per the drawing. Column Stand Rectangular Hollow Section of 70x50x2.5mm. Vertical Grill: RHS 50x50x2.5 and RHS30x30x2.5 Horizontal Grill: RHS 50x50x3 complete with all locks, hinges and accessories. | No. | 1
| Total Carried to Summary Birr |  |  |  | 0
36 | Driveway, Circulation & Walkway
36.1 | Supply and lay approved type local Coble Stone for driveway, parking and circulation on 100mm thick Fine aggregate/00 crushed stone , 200mm thick 02 gravel and 500mm thick fill under gravel to maintain the desired level with selected borrowed material and compact in layers not exceeding 200mm to achieve 95% standard proctor and joint filled with Fine aggregate .Price shall include excaviation,fill work and all other incidental works. | m2 | 85 |  | 0
36.2 | Supply & lay Concrete Curb stone Size 400x120cm jointts pointed in cement mortar(1:3) & bedded on a red ash base. | ml | 160 |  | 0
36.3 | 100 mm thick Concrete pavement walkway beded on 100mm thich fine aggregate and 200mm thick compacted granular materials. | m2 | 180 |  | 0
| Total Carried to Summary Birr |  |  |  | 0
37 | Landscaping Works
37.1 | Landscaping works that include leveling and planting of trees. | LS | LS
Total Carried to Summary Birr
38 | Generator Shed
38.1 | Foundation
38.1.1 | 300 mm thick selected granular material under hardcore. Material to be compacted every 200mm layer to 95% standard proctor test. Cost shall included clearing and leveling the site. | m2 | 3 |  | 0
38.1.2 | 250mm well remmed hardcore under the concrete platform and well blineded with crushed stone | m2 | 3 |  | 0
38.1.3 | Plain concrete in C-25, minimum cement content of 360 kg/m3 to 100mm thick foundation platform filled on the hardcore. | m2 | 3 |  | 0
38.2 | Supply and erect steel columns and beams including roof structure all according to size and shape specified on the drawing . Price shall include one coat of primer & two coats of synthetic enamel paint.
38.2.1 | RHS 60x60x3mm Vertical Post anchored in concrete pad. | Kg | 50 |  | 0
38.2.2 | RHS 60X60X 3 mm horzontal bracings | Kg | 65 |  | 0
38.2.3 | RHS 60X100X3 mm Roof Rafter | Kg | 55 |  | 0
38.2.4 | RHS 30x60x3mm Purlin | Kg | 25 |  | 0
38.3 | Supply and fix precoated G-28 corrugated steel sheet roof cover. Price shall include roof ridge cover and all the necessary fixing accessories. | m2 | 4 |  | 0
38.4 | Supply and fix double opening door made of RHS 40x40x2mm frame size 1600 x 1200 mm claded with fully steel mesh wire of diameter 2.5mm all as per the drawing. Price shall include Orlando or equivalent locks and hinges,one coat of primer and two coats of synthetic enamel paint | No. | 1 |  | 0
38.5 | Galvanized steel mesh for side wall made of dia 2.5 mm wires fixed on RTHS steel- 40x40x3 mm (Vertical & Horizontal member) with wire mesh meshed at c/c 25mm.Price shall include connections to vertical and horizontal steel;one coat of primer, two coats of synthetic enamel paint and other relevant works. | m2 | 4.8 |  | 0
| Total Carried to Summary Birr |  |  |  | 0
39 | SITE ELECTRICAL
39.1 | Feeder Cables
PVC Sheathed PVC Insulated power cable type NYY 0.6/1KV or equivalent to be drawn inside cement or PVC conduit (measured elsewhere) and of.
39.1.1 | 3x2.5mm² from MDB toToilets | ml | 90 |  | 0
39.1.2 | 3x2.5mm² from MDB to Guard Post | ml | 17 |  | 0
39.2 | Manholes
39.2.1 | Manhole size 400x400x500mm | Pcs | 3 |  | 0
39.3 | Conduits and Pipes
39.3.1 | PVC pipe of 25mm diameter. | ml | 100 |  | 0
39.3.2 | PVC pipe of 50mm diameter. | ml | 50 |  | 0
39.3.3 | PVC pipe of 75mm diameter. | ml | 10 |  | 0
39.4 | Earthing System
Supply, install and commission in accordance with local and international standards and as per design documents:
39.4.1 | Copper earthing rod of 1600x16mm inside earth pit of 400x400mm as per design documents clamped | No. | 1 |  | 0
39.4.2 | Properly fix bare copper conductor of 1x6 mm2 from main earthing bar inside MDB to copper grounding electrode (earthing rod) as per issued design documets | ml | 7 |  | 0
| Total Carried to Summary Birr |  |  |  | 0

## Bill Nr.3 Pungindo II-OSS
ETHIOPIA OPERATIONAL HUB (ETOH)
BILLS OF QUANTITIES
Construction of the UNHCR-One Stop Shop (OSS) Registration Model
Pungindo II - OSS: Gambella Region
Bidder Legal Name:
SUMMARY
A | REGISTRATION OFFICE
1 | EXCAVATION & EARTH WORK | ETB | 0
2 | CONCRETE WORK | ETB | 0
3 | MASONRY WORK | ETB | 0
SUPER-STRUCTURE
4 | CONCRETE WORK | ETB | 0
5 | BLOCK WORK | ETB | 0
6 | ROOFING | ETB | 0
7 | METAL WORKS | ETB | 0
8 | STEEL STRUCTURE | ETB | 0
9 | FINISHING | ETB | 0
10 | GLAZING | ETB | 0
11 | PAINTING | ETB | 0
12 | ELECTRICAL WORKS | ETB | 0
| SUB-TOTAL (A) | ETB | 0
B | GUEST AND STAFF TOILES
13 | EXCAVATION & EARTH WORK | ETB | 0
14 | CONCRETE WORK | ETB | 0
15 | MASONRY WORK | ETB | 0
SUPER-STRUCTURE
16 | CONCRETE WORK | ETB | 0
17 | BLOCK WORK | ETB | 0
18 | ROOFING | ETB | 0
19 | METAL WORKS | ETB | 0
20 | STEEL STRUCTURE | ETB | 0
21 | FINISHING | ETB | 0
22 | PAINTING | ETB | 0
23 | MECHANICAL WORKS | ETB | 0
| SUB-TOTAL (B) | ETB | 0
C | GUARD SHED
SUB-STRUCTURE
24 | EXCAVATION & EARTH WORK | ETB | 0
25 | CONCRETE WORK | ETB | 0
26 | MASONRY WORK | ETB | 0
SUPER-STRUCTURE
27 | CONCRETE WORK | ETB | 0
28 | BLOCK WORK | ETB | 0
29 | ROOFING | ETB | 0
30 | METAL WORK | ETB | 0
31 | STEEL STRUCTURE | ETB | 0
32 | FINISHING | ETB | 0
33 | GLAZING | ETB | 0
34 | PAINTING | ETB | 0
| SUB-TOTAL (C) | ETB | 0
D | EXTERNAL WORKS
35 | PERIMITER FENCING & GATE | ETB | 0
36 | DRIVEWAY, CIRCULATION & PARKING | ETB | 0
37 | LANDSCAPING WORKS | ETB
38 | GENERATOR SHED | ETB | 0
39 | SITE ELECTRICAL | ETB | 0
| SUB TOTAL(D) | ETB | 0
| GRAND TOTAL (PUNGINDO II OSS) (A+B+C+D) | ETB | 0
| GRAND TOTAL (PUNGINDO II OSS) (A+B+C+D) | USD | 0
ITEM | DESCRIPTION | UNIT | QTY | RATE | AMOUNT
A | REGISTRATION OFFICE
SUB-STRUCTURE
1 | EXCAVATION & EARTH WORK
Pricing notes:
A) Prices generally are to include for provision of all materials for carrying out the work except where item are specifically described as "measured separately".
B) Prices generally are to include for all necessary scaffolds, temporary screens, guard rails and other protective measures for proper execution of the work described and for the proper protection of the existing surrounding building, persons and others.
C) Prices generally are to include for making good of any damage or disturbance caused by the execution of the work described.
D) Prices generally are to include for the clearing away and removal from the site .
1.1 | Clearing of the site to remove top soil and other rubbish materials to an average depth of 300 mm. | m2 | 317.3 |  | 0
1.2 | Trench excavation for stone masonry foundation wall to a depth not exceeding 1000mm starting from reduced level. | m3 | 65 |  | 0
1.3 | Pit excavation for footings of depth not exceeding of 1500mm from reduced level. | m3 | 75.25 |  | 0
1.4 | Back fill under hard core and around footing with selected material, well rammed in layers of 200mm thick and compacted at dry density and optimum moisture content to achieve 95% standard proctor. | m3 | 178.885 |  | 0
1.5 | Cart away excavated material. | m3 | 226.23 |  | 0
1.6 | 250mm thick basaltic or equivalent stone hard core well rolled, consolidated and blinded with crushed stone. | m2 | 217.77 |  | 0
| Total Carried to Summary Birr |  |  |  | 0
2 | CONCRETE WORK
Pricing notes:
A) The costs of Concrete shall include making,storing and testing of concrete test cubes as required and providing cube moulds necessary for the purpose and for submitting reports of the tests to the Engineer.
B) Price for concrete shall include placing concrete by whatever means,for vibrating with mechanical vibrators. Formwork and reinforcement shall be measured separately unless otherwise described.
50mm thick lean concrete in class C-5, minimum cement content of 150 kg/m3 :
2.1 | Under masonry foundation wall and Footings | m2 | 60.48 |  | 0
Reinforced concrete in C-25, minimum cement content of 360 kg/m3 filled in to form work and vibrated around steel reinforcement (formwork and reinforcement measured separately).
2.2 | In footings and Foundation Columns | m3 | 6.6 |  | 0
2.3 | In Grade beams. | m3 | 10.752 |  | 0
2.4 | In 100mm thick ground floor slab. | m2 | 217.77 |  | 0
Formwork shall be timbered or steel or a combination of two, sufficient to contain the wet concrete without leakage. Enough to support temporary loading and pressure from placing Compaction or vibration without displacement or appreciable deflection.
2.5 | Footing and Foundation Columns | m2 | 44 |  | 0
2.6 | To Grade beams. | m2 | 107.52 |  | 0
Steel bar reinforcement according to structural drawings. Reinforcement shall be free from dirt, oil, grease, paint, readers, etc and any other substances which may affect the reinforcement and concrete bond (price include cutting, bending, placing in position and tying wires.
2.7 | Diam 12mm Deformed bar. | kg | 702.37 |  | 0
2.8 | Diam 10mm Deformed Bar | Kg | 228 |  | 0
2.9 | Diam 8mm Deformed bar. | kg | 1247.647 |  | 0
| Total Carried to Summary Birr |  |  |  | 0
3 | MASONRY WORK
3.1 | Basaltic or equivalent stone masonry foundation wall bedded in cement sand mortar (1:4) below NGL.. | m3 | 36.5 |  | 0
3.2 | Ditto as item 3.1, but, above NGL. | m3 | 23.5 |  | 0
| Total Carried to Summary Birr |  |  |  | 0
SUPER -STRUCTURE
4 | CONCRETE WORK
Pricing note:
COSTS OF TESTS
A) The costs of Concrete shall include making,storing and testing of concrete test cubes as required and providing cube moulds necessary for the purpose and for submitting reports of the tests to the Engineer.
B) Price for concrete shall include placing concrete by whatever means,for vibrating with mechanical vibrators. Formwork and reinforcement shall be measured separately unless otherwise described.
Reinforced concrete in C-25, minimum cement content of 360 kg/m3 filled in to form work and vibrated around steel reinforcement (formwork and reinforcement measured separately).
4.1 | In Elevation columns. | m3 | 2.852 |  | 0
4.2 | In top tie beams. | m3 | 8.064 |  | 0
Formwork shall be timbered or steel or a combination of two, sufficient to contain the wet concrete without leakage. Enough to support temporary loading and pressure from placing Compaction or vibration without displacement or appreciable deflection.
4.3 | To Elevation columns. | m2 | 55.8 |  | 0
4.4 | To top tie beams. | m2 | 98.24 |  | 0
Steel bar reinforcement according to structural drawings. Reinforcement shall be free from dirt, oil, grease, paint, readers, etc and any other substances which may affect the reinforcement and concrete bond (price include cutting, bending, placing in position and tying wires.
4.5 | Diam.12mm.deformed bar. | kg | 867.3984 |  | 0
4.6 | Diam.8mm.deformed bar. | kg | 414.908 |  | 0
| Total Carried to Summary Birr |  |  |  | 0
5 | BLOCK WORK
5.1 | 200mm.thick approved type Hollow Concrete Block wall bedded in cement sand mortar mix (1:3). | m2 | 308.7798 |  | 0
| Total Carried to Summary Birr |  |  |  | 0
6 | ROOFING
6.1 | Supply and fix G-28 C.I.S. roof cover. Price shall include roof ridge cover and all the necessary fixing accessories. | m2 | 305.23 |  | 0
6.2 | Supply and fix 0.5mm thick galvanized flat metal sheet gutter(Dev. l=850mm). Price shall include all fixing accessories. | ml | 70.92 |  | 0
6.3 | Supply and fix 250x25mm wooden fascia board. Price shall include all the necessary fixing accessories. | ml | 70.92 |  | 0
6.4 | Supply and fix diam 100mm PVC down pipe. Price shall include all the necessary fixing accessories. | ml | 59.8 |  | 0
| Total Carried to Summary Birr |  |  |  | 0
7 | METAL WORK
Supply and fix 38mm thick LTZ frame doors and windows all as per the drawing. Price shall include Orlando or equivalent locks and hinges,one coat of primer and two coats of synthetic enamel paint.(glazing measured separately).
7.1 | D1 size 1586x3100mm. | no | 2 |  | 0
7.2 | D2 size 900x3100mm. | no | 8 |  | 0
7.3 | D3 size 1000x3100mm. | no | 4 |  | 0
7.4 | D4 size 1800x2200mm RHS steel frame. | no | 2 |  | 0
7.5 | W1 size 1400x2100mm. | no | 2 |  | 0
7.6 | W2 size 1000x2100mm. | no | 9 |  | 0
7.7 | W3 size 1400x2100mm. | no | 1 |  | 0
7.8 | DW2 size (1000x2100)+(900x3100)mm. | no | 4 |  | 0
7.9 | P1 size 3000x3000mm. | no | 1 |  | 0
7.1 | P1 size 4000x3000mm. | no | 3 |  | 0
7.11 | P1 size 2500x3000mm. | no | 1 |  | 0
7.12 | P1 size 900x3000mm wooden frame with wooden moldings all round. | no | 8 |  | 0
| Total Carried to Summary Birr |  |  |  | 0
8 | STEEL STRUCTURE
Supply and erect steel roof structure all according to size and shape specified on the drawing . Price shall include one coat of primer & two coats of synthetic enamel paint.
8.1 | RHS size 60x60x3.0mm | kg | 1349.6076 |  | 0
8.2 | RHS size 50x50x3.0mm | kg | 201.79 |  | 0
8.3 | RHS size 40x40x3.0mm | kg | 717.189 |  | 0
8.4 | RHS size 80x60x3.0mm | kg | 288.456 |  | 0
8.5 | RHS size 80x60x3.0mm | kg | 2068.4226 |  | 0
8.6 | Plate size 200x150x6mm for truss and column connection. | pc | 52 |  | 0
8.7 | M16 "J " bolt (DL=250mm) anchored to concrete with nuts. | pc | 104 |  | 0
8.8 | Plate size 200x120x6mm for truss connection. | pc | 20 |  | 0
8.9 | Angle iron 40x40x2.0mm (l=100mm) | pc | 180 |  | 0
8.1 | Diam.12mm bolts with nuts (for purlin connection) | pc | 180 |  | 0
| Total Carried to Summary Birr |  |  |  | 0
9 | FINISHING
9.1 | Two coats of cement sand plaster (1:3) and final coat of gypsum finish to internal wall surfaces. | m2 | 493.4528 |  | 0
9.2 | Two coats of cement sand plaster (1:3) and final render coat to external wall surface. | m2 | 134.0268 |  | 0
9.3 | Supply and fix 20mm thick cement tiles flooring with cement sand mortar (1:3). Price shall include polishing and grouting with matching color. | m2 | 217.77 |  | 0
9.4 | Supply and fix 300x30mm terrazo window/door sill with cement sand mortar (1:3). | ml | 38.772 |  | 0
9.5 | Supply and fix 100x20mm wide terrazo skirting with cement sand mortar (1:3). | ml | 188.228 |  | 0
9.6 | Supply and fix approved quality 8mm thick chipwood ceiling. Price shall include suspensions,wooden battens and all the necessary fixing accessories. | m2 | 217.77 |  | 0
9.7 | Supply and fix approved quality CIS ceiling. Price shall include suspensions,wooden battens and all the necessary fixing accessories. | m2 | 68.4 |  | 0
9.8 | 100 mm thick concrete pavement around the building bedded on 100mm thick fine aggregate and 200mm thick compacted granular materials. | m2 | 68.4 |  | 0
9.9 | Diam 300mm half open concrete pipe storm water drainage around the building bedded on 100mm thick fine aggregate and 200mm thick compacted granular materials. | ml | 71.4 |  | 0
| Total Carried to summary birr |  |  |  | 0
10 | GLAZING
10.1 | Supply and fix 4mm thick clear glass. Price shall include all the necessary fixing accessories. | m2 | 73.8612 |  | 0
10.2 | Supply and fix 5mm thick clear glass. Price shall include all the necessary fixing accessories. | m2 | 39.375 |  | 0
| Total Carried to Summary Birr |  |  |  | 0
11 | PAINTING
11.1 | Apply three coats of plastic emulsion paint to internally gypsum plastered wall surfaces. | m2 | 493.4528 |  | 0
11.2 | Ditto as item 11.1,but, to rendered external wall surface. | m2 | 134.0268 |  | 0
11.3 | Ditto as item 11.1,but, to chipwood ceiling. | m2 | 217.77 |  | 0
| Total Carried to Summary Birr |  |  |  | 0
12 | ELECTRICAL WORKS
12.1 | Panel Board
Supply, install, connect, test and commision the following panel board including all necessary accessories and required material for compelete installation as specified. Compatible standards or equivalent and type approved
12.1.1 | Flash mounting distribution board, MDB in sheet steel or plastic enclosure with lockable door, and with phase neutral and earth bus-bars 80A rating, and consisting of :-
1 pc main MCB of 50A/1P
8 pcs MCB of 10A/1P
5 pcs MCB of 16A/1P AC outlet
1 pcs MCB of 16A/1P FAN outlet
8 pcs MCB of 16A/1P
| 10% reserve pitches | pcs | 1 |  | 0
12.2 | INTERIOR LIGHTING
Supply, install, connect, test and commision the follwing lighting fixures including all necessary accessories and required material for compelete installation as specified. IEC 60969 standards or equivalent and type approved
12.2.1 | Luminaire fix to the ceiling Florecent linear T8 Ø 26 mm - FL,2x18w IP40 Surface assembly | pcs | 5 |  | 0
12.2.2 | LED panel light 40w surface type included driver , 4000 K/ ,IP20, operating voltage 220V-240V | pcs | 6 |  | 0
12.2.3 | Luminaire fix to the ceiling Florecent linear T8 Ø 26 mm - FL,4x18w IP40 Surface assembly | pcs | 6 |  | 0
12.2.4 | LED panel light 18w surface type included driver , 4000 K/ 1350 lm IP 20, operating voltage 220V-240V, | pcs | 12 |  | 0
12.2.5 | Luminaire fix to the ceiling (Downlight) LED 17w, IP44,1400 Lm Surface assembly | pcs | 9 |  | 0
12.2.6 | Surface mounted LED light 1x12W | pcs | 12 |  | 0
12.3 | Switch
12.3.1 | One way Switch | pcs | 18 |  | 0
12.3.2 | Double pole switch | pcs | 5 |  | 0
12.3.3 | Two way Switch | pcs | 2 |  | 0
12.4 | Socket outlet points
Supply, install, connect, test and commision the follwing socket fixures including all necessary accessories and required material for compelete installation as specified. Compatible standards or equivalent and type approved
12.4.1 | 16A / 1P flush mounted AC socket outlets fed through heavy duty PVC insulated conductors of 3 x 2.5 sq.mm inside PVC conduits of 16mm diameter including junction boxes with covers and insulating screw cap connectors. | pcs | 5 |  | 0
12.4.2 | 10/16A / 1P flush mounted normal universal socket outlets fed through heavy duty PVC insulated conductors of 3 x 2.5 sq.mm inside PVC conduits of 16mm diameter including junction boxes with covers and insulating screw cap connectors. | pcs | 27 |  | 0
12.5 | Power Cable 0.6/1KVA ,Solid/Standared Copper conductor,PVC insulation,PVC filler,PVC Outer Sheath(Nominal Cross section -MM) (NYY) Compatible standards or equivalent and type approved
12.5.1 | 3x2.5mm2 | ml | 400 |  | 0
12.6 | Supply and install , PVC conduits in accordance with design drawings.
| (a) Diam 16 | ml | 380 |  | 0
| (b) Diam 25 | ml | 50 |  | 0
12.7 | DATA /TELECOM POINTS / OUTLETS
Supply, install, test and commission in accordance with international and national standards and issued design drawings
12.7.1 | Switch 16 ports TP link or equivalent | pcs | 1 |  | 0
12.7.2 | Category 6E UTP cable inside heavy duty rigid PVC conduit of 25mm diameter Including Incidence Work. | ml | 300 |  | 0
12.7.3 | RJ 45 outlet type LEGRAND (774038+774041)category 5E with 4 contacts complete with clip on support frame. | pcs | 13 |  | 0
12.8 | FIRE ALARM SYSTEM
12.8.1 | Wireless Ionization Smoke detector; including all necessary accessories | pcs | 2 |  | 0
12.8.2 | 6kg Protable co2 fire extinguisher | pcs | 2 |  | 0
| Total Carried to Summary Birr |  |  |  | 0
B | GUEST AND STAFF TOILES
SUB-STRUCTURE
13 | EXCAVATION & EARTH WORK
Pricing notes:
A) Prices generally are to include for provision of all materials for carrying out the work except where item are specifically described as "measured separately".
B) Prices generally are to include for all necessary scaffolds, temporary screens, guard rails and other protective measures for proper execution of the work described and for the proper protection of the existing surrounding building, persons and others.
C) Prices generally are to include for making good of any damage or disturbance caused by the execution of the work described.
D) Prices generally are to include for the clearing away and removal from the site .
13.1 | Clearing of the site to remove top soil and other rubbish materials to an average depth of 300 mm. | m2 | 65 |  | 0
13.2 | Trench excavation for stone masonry foundation wall to a depth not exceeding 1000mm starting from reduced level. | m3 | 29.25 |  | 0
13.3 | Back fill under hard core with selected material, well rammed in layers of 200mm thick and compacted at dry density and optimum moisture content to achieve 95% standard proctor. | m3 | 11.35 |  | 0
13.4 | Cart away excavated material. | m3 | 48.75 |  | 0
13.5 | 250mm thick basaltic or equivalent stone hard core well rolled, consolidated and blinded with crushed stone. | m2 | 22.7 |  | 0
| Total Carried to Summary Birr |  |  |  | 0
14 | CONCRETE WORK
Pricing notes:
A) The costs of Concrete shall include making,storing and testing of concrete test cubes as required and providing cube moulds necessary for the purpose and for submitting reports of the tests to the Engineer.
B) Price for concrete shall include placing concrete by whatever means,for vibrating with mechanical vibrators. Formwork and reinforcement shall be measured separately unless otherwise described.
50mm thick lean concrete in class C-5, minimum cement content of 150 kg/m3 :
14.1 | Under masonry foundation wall. | m2 | 14.85 |  | 0
Reinforced concrete in C-25, minimum cement content of 360 kg/m3 filled in to form work and vibrated around steel reinforcement (formwork and reinforcement measured separately).
14.2 | In Grade beams. | m3 | 2.64 |  | 0
14.3 | In 100mm thick ground floor slab. | m2 | 22.7 |  | 0
Formwork shall be timbered or steel or a combination of two, sufficient to contain the wet concrete without leakage. Enough to support temporary loading and pressure from placing Compaction or vibration without displacement or appreciable deflection.
14.4 | To Grade beams. | m2 | 26.4 |  | 0
Steel bar reinforcement according to structural drawings. Reinforcement shall be free from dirt, oil, grease, paint, readers, etc and any other substances which may affect the reinforcement and concrete bond (price include cutting, bending, placing in position and tying wires.
14.5 | Diam 12mm Deformed bar. | kg | 126.8064 |  | 0
14.6 | Diam 8mm Deformed bar. | kg | 184.8205 |  | 0
| Total Carried to Summary Birr |  |  |  | 0
15 | MASONRY WORK
15.1 | Basaltic or equivalent stone masonry foundation wall bedded in cement sand mortar (1:4) below NGL.. | m3 | 13.5 |  | 0
15.2 | Ditto as item 15.1, but, above NGL. | m3 | 6.75 |  | 0
| Total Carried to Summary Birr |  |  |  | 0
SUPER -STRUCTURE
16 | CONCRETE WORK
Pricing note:
COSTS OF TESTS
A) The costs of Concrete shall include making,storing and testing of concrete test cubes as required and providing cube moulds necessary for the purpose and for submitting reports of the tests to the Engineer.
B) Price for concrete shall include placing concrete by whatever means,for vibrating with mechanical vibrators. Formwork and reinforcement shall be measured separately unless otherwise described.
Reinforced concrete in C-25, minimum cement content of 360 kg/m3 filled in to form work and vibrated around steel reinforcement (formwork and reinforcement measured separately).
16.1 | In Elevation columns. | m3 | 1.08 |  | 0
16.2 | In top tie beams. | m3 | 1.98 |  | 0
Formwork shall be timbered or steel or a combination of two, sufficient to contain the wet concrete without leakage. Enough to support temporary loading and pressure from placing Compaction or vibration without displacement or appreciable deflection.
16.3 | To Elevation columns. | m2 | 21.6 |  | 0
16.4 | To top tie beams. | m2 | 26.4 |  | 0
Steel bar reinforcement according to structural drawings. Reinforcement shall be free from dirt, oil, grease, paint, readers, etc and any other substances which may affect the reinforcement and concrete bond (price include cutting, bending, placing in position and tying wires.
16.5 | Diam.12mm.deformed bar. | kg | 255.9216 |  | 0
16.6 | Diam.8mm.deformed bar. | kg | 114.9055 |  | 0
| Total Carried to Summary Birr |  |  |  | 0
17 | BLOCK WORK
17.1 | 200mm.thick approved type Hollow Concrete Block wall bedded in cement sand mortar mix (1:3). | m2 | 117.798 |  | 0
| Total Carried to Summary Birr |  |  |  | 0
18 | ROOFING
18.1 | Supply and fix G-28 C.I.S. roof cover. Price shall include roof ridge cover and all the necessary fixing accessories. | m2 | 30.14 |  | 0
18.2 | Supply and fix 0.5mm thick galvanized flat metal sheet gutter(Dev. l=850mm). Price shall include all fixing accessories. | ml | 9 |  | 0
18.3 | Supply and fix 250x25mm wooden fascia board. Price shall include all the necessary fixing accessories. | ml | 9 |  | 0
18.4 | Supply and fix diam 100mm PVC down pipe. Price shall include all the necessary fixing accessories. | ml | 15.2 |  | 0
| Total Carried to Summary Birr |  |  |  | 0
19 | METAL WORK
Supply and fix 38mm thick LTZ frame doors and windows all as per the drawing. Price shall include Orlando or equivalent locks and hinges,one coat of primer and two coats of synthetic enamel paint.(glazing measured separately).
19.1 | D1 size 900x2150mm. | no | 6 |  | 0
| Total Carried to Summary Birr |  |  |  | 0
20 | STEEL STRUCTURE
Supply and erect steel roof structure all according to size and shape specified on the drawing . Price shall include one coat of primer & two coats of synthetic enamel paint.
20.1 | RHS size 80x60x3.0mm | kg | 87.344 |  | 0
20.2 | RHS size 60x30x3.0mm | kg | 190.8 |  | 0
20.3 | Plate size 200x150x6mm for truss and column connection. | pc | 20 |  | 0
20.4 | M16 "J " bolt (DL=250mm) anchored to concrete with nuts. | pc | 20 |  | 0
20.5 | Angle iron 40x40x2.0mm (l=100mm) | pc | 25 |  | 0
20.6 | Diam.12mm bolts with nuts (for purlin connection) | pc | 25 |  | 0
| Total Carried to Summary Birr |  |  |  | 0
21 | FINISHING
21.1 | Three coats of cement sand plaster (1:3) finish to internal wall surfaces. | m2 | 52.213 |  | 0
21.2 | Two coats of cement sand plaster (1:3) and final render coat to external wall surface. | m2 | 91.08 |  | 0
21.3 | Two coats of cement sand plaster (1:3) finish to internal wall surfaces to receve ceramic tile. | m2 | 74.003 |  | 0
21.4 | Supply and fix 20mm thick cement tiles flooring with cement sand mortar (1:3). Price shall include polishing and grouting with matching color. | m2 | 20.94 |  | 0
21.5 | Supply and fix approved quality ceramic tiles with cement sand mortar (1:3). Price shall include cleaning and grouting with matching color. | m2 | 74.003 |  | 0
21.6 | Supply and fix 300x30mm terrazo window/door sill with cement sand mortar (1:3). | ml | 4.38 |  | 0
21.7 | Supply and fix 100x20mm wide ceramic skirting with cement sand mortar (1:3). | ml | 11.44 |  | 0
21.8 | Supply and fix approved quality PVC ceiling. Price shall include suspensions,wooden battens and all the necessary fixing accessories. | m2 | 28.1 |  | 0
21.9 | 100 mm thick concrete pavement around the building bedded on 100mm thick fine aggregate and 200mm thick compacted granular materials. | m2 | 38 |  | 0
21.1 | Diam 300mm half open concrete pipe storm water drainage around the building bedded on 100mm thick fine aggregate and 200mm thick compacted granular materials. | ml | 38 |  | 0
| Total Carried to summary birr |  |  |  | 0
22 | PAINTING
22.1 | Apply three coats of plastic emulsion paint to internally plastered wall surfaces. | m2 | 52.213 |  | 0
22.2 | Ditto as item 21.1,but, to rendered external wall surface. | m2 | 91.08 |  | 0
| Total Carried to Summary Birr |  |  |  | 0
23 | MEP WORKS
MECHANICAL WORKS
Mechanical works includes all surface pre cleaning, removal of mortar or tiles by chiseling, making good all existing systems, preparation of of surface where ever indicated, preparation and application of finish to harmonize, polishing and cleaning after end of work.
23.1 | Water Supply Systems
23.1.1 | Supply and install approved quality of elevated water plastic tank of 10 000 litre capacity (Rotto, fiber glass or equivalent) on elevated stone masonry support as shown on the Sanitary drawing and site plan. Tanker should be connected to pipes as per drawings. Price shall include stone masonry support, mounting the tanker on masonry support and connections. | Nr | 1 |  | 0
23.1.2 | Site and Internal Water Supply Pipes:
Cold water pipes from elevated tankers shall be High Density Polyethylene (HDPE), PN-10 pipes, and be laid in trench as shown in the sanitary site drawing. Provide 100mm thick sand bedding material rammed and tamped and 150mm thick approved material to cover the pipe all as per the typical trench section and detail.Unit price shall include all assistance civil works and necessary fittings such as T, bends etc. according to where shown on the drawing. All water pipes shall be tested two times the working pressure or 40 meters head, which ever is greater at the expense of the contractor.
a | Supply and install high density polyethylene pipe,HDPE pipes, PN-10 of diameter 25mm from elevated tank to toilets - cold water distribution system as shown on the drawing. Complete with all the necessary fittings and accessories. | ml | 115 |  | 0
b | Supply and fix PPR service valves of approved standard, capable of resisting PN-10 on internal branch and pipe inlet to toilet, etc; of the following size and as where shown on the drawing. Diameter 20mm | Nr | 3 |  | 0
23.2 | Waste Water Drainage System
23.2.1 | Supply and build from stone masonry MH 60x60 cm includig all excavations, concrete works, plastering and 60x60 cm steel cover | Nr | 3 |  | 0
23.2.2 | Supply and Install vent pipe of diameter 75mm PVC to th pit latrine caped with steel mesh on top. | ml | 9 |  | 0
23.2.3 | Providing, laying and jointing of internal uPVC PN-6 waste pipes with all uPVC pipe fittings including jointing with solvent cement joints and testing of joints etc. according to where shown on the drawings.Complete with all the necessary fittings. Provide cleaning detail for all waste water riser pipes as per the detail drawing.
a | Diameter 50mm | ml | 12 |  | 0
b | Diameter 110mm | ml | 15 |  | 0
23.2.4 | Supply and fix hand wash basins made of white glazed vitreious china with REMER/JAQUAR or Equivalent chrome plated cold water tap, pedastal stand ,complete with mixing battery plug, chrome plated chain holder, P-smell trap with connection pipe, fittings, all other necessary etc.complete in all respects. Flexible hose to be REMER or Equivalent t and should be capable of resisting pressure of 4 bar. P-smell trap should be brass chrome plated with 50mm height of water seal and trap. | Nr | 4 |  | 0
23.2.5 | Supply and fix WC made of white glazed vitreious china with REMER/JAQUAR or Equivalent chrome plated cold water tap and all necessary accessaries to make it complete. | Nr | 4 |  | 0
23.2.6 | Supply and fix approved type ceramic squatting pan of size 520 x 420 x 180 mm in the toilet stances recessed in the concrete floor. | Nr | 2 |  | 0
23.2.7 | Construct septic tank of 25 m3 capacity for size 6750 x 3000mm x 3550mm made of rectangular masonry wall and covered with concrete with all accessories as shown on the drawing. | LS | 1 |  | 0
23.3 | Storm Water Drainage
23.3.1 | Supply and fix half circular concrete pipe of diamter 400 mm from building out of site laid on fine aggregate and pointed with cement mortar. | ml | 25 |  | 0
23.4 | Fire Extingusher
23.4.1 | Supply and install 6 Kg ABC Powder Fire Extinguisher containing Mono Ammonium Phosphate Powder 50, Stored Pressure Type, Pressure Gauge, fitted with discharge hose and wall mounting bracket, discharge time less than 15 Secs, controllable discharge mechanism, minimum range 4 Meters, applicable on Class A,B,C and electrically started fire | Nr | 3 |  | 0
23.5 | Water Point
23.5.1 | Construct water point of 4200mm x 840mm x 1300 mm high made of stone masonry wall binded with cement mortar and finished with cement pointing as per the detail drawing. The cost shall include stone masonry foundation of 500mm depth, water supply connections, taps, P-smell trap, drainage system and all the necessary civil works to make the work complete standard, PN-10 on internal branch and pipe inlet | Nr | 1
| Total Carried to Summary Birr |  |  |  | 0
C | GUARD SHED
SUB-STRUCTURE
24 | EXCAVATION & EARTH WORK
Pricing notes:
A) Prices generally are to include for provision of all materials for carrying out the work except where item are specifically described as "measured separately".
B) Prices generally are to include for all necessary scaffolds, temporary screens, guard rails and other protective measures for proper execution of the work described and for the proper protection of the existing surrounding building, persons and others.
C) Prices generally are to include for making good of any damage or disturbance caused by the execution of the work described.
D) Prices generally are to include for the clearing away and removal from the site .
24.1 | Clearing of the site to remove top soil and other rubbish materials to an average depth of 300 mm. | m2 | 22.09 |  | 0
24.2 | Trench excavation for stone masonry foundation wall to a depth not exceeding 1000mm starting from reduced level. | m3 | 11.115 |  | 0
24.3 | Back fill under hard core with selected material, well rammed in layers of 200mm thick and compacted at dry density and optimum moisture content to achieve 95% standard proctor. | m3 | 2.645 |  | 0
24.4 | Cart away excavated material. | m3 | 17.742 |  | 0
24.5 | 250mm thick basaltic or equivalent stone hard core well rolled, consolidated and blinded with crushed stone. | m2 | 5.29 |  | 0
| Total Carried to Summary Birr |  |  |  | 0
25 | CONCRETE WORK
Pricing notes:
A) The costs of Concrete shall include making,storing and testing of concrete test cubes as required and providing cube moulds necessary for the purpose and for submitting reports of the tests to the Engineer.
B) Price for concrete shall include placing concrete by whatever means,for vibrating with mechanical vibrators. Formwork and reinforcement shall be measured separately unless otherwise described.
50mm thick lean concrete in class C-5, minimum cement content of 150 kg/m3 :
25.1 | Under masonry foundation wall. | m2 | 5.13 |  | 0
Reinforced concrete in C-25, minimum cement content of 360 kg/m3 filled in to form work and vibrated around steel reinforcement (formwork and reinforcement measured separately).
25.2 | In Grade beams. | m3 | 0.792 |  | 0
25.3 | In 100mm thick ground floor slab. | m2 | 5.29 |  | 0
Formwork shall be timbered or steel or a combination of two, sufficient to contain the wet concrete without leakage. Enough to support temporary loading and pressure from placing Compaction or vibration without displacement or appreciable deflection.
25.4 | To Grade beams. | m2 | 7.92 |  | 0
Steel bar reinforcement according to structural drawings. Reinforcement shall be free from dirt, oil, grease, paint, readers, etc and any other substances which may affect the reinforcement and concrete bond (price include cutting, bending, placing in position and tying wires.
25.5 | Diam 12mm Deformed bar. | kg | 49.728 |  | 0
25.6 | Diam 8mm Deformed bar. | kg | 49.8885 |  | 0
| Total Carried to Summary Birr |  |  |  | 0
26 | MASONRY WORK
26.1 | Basaltic or equivalent stone masonry foundation wall bedded in cement sand mortar (1:4) below NGL.. | m3 | 19.71 |  | 0
26.2 | Ditto as item 26.1, but, above NGL. | m3 | 2.565 |  | 0
| Total Carried to Summary Birr |  |  |  | 0
SUPER -STRUCTURE
27 | CONCRETE WORK
Pricing note:
COSTS OF TESTS
A) The costs of Concrete shall include making,storing and testing of concrete test cubes as required and providing cube moulds necessary for the purpose and for submitting reports of the tests to the Engineer.
B) Price for concrete shall include placing concrete by whatever means,for vibrating with mechanical vibrators. Formwork and reinforcement shall be measured separately unless otherwise described.
Reinforced concrete in C-25, minimum cement content of 360 kg/m3 filled in to form work and vibrated around steel reinforcement (formwork and reinforcement measured separately).
27.1 | In Elevation columns. | m3 | 0.432 |  | 0
27.2 | In top tie beams. | m3 | 0.552 |  | 0
Formwork shall be timbered or steel or a combination of two, sufficient to contain the wet concrete without leakage. Enough to support temporary loading and pressure from placing Compaction or vibration without displacement or appreciable deflection.
27.3 | To Elevation columns. | m2 | 8.64 |  | 0
27.4 | To top tie beams. | m2 | 7.36 |  | 0
Steel bar reinforcement according to structural drawings. Reinforcement shall be free from dirt, oil, grease, paint, readers, etc and any other substances which may affect the reinforcement and concrete bond (price include cutting, bending, placing in position and tying wires.
27.5 | Diam.12mm.deformed bar. | kg | 94.128 |  | 0
27.6 | Diam.8mm.deformed bar. | kg | 41.554 |  | 0
| Total Carried to Summary Birr |  |  |  | 0
28 | BLOCK WORK
28.1 | 200mm.thick approved type Hollow Concrete Block wall bedded in cement sand mortar mix (1:3). | m2 | 28.05 |  | 0
| Total Carried to Summary Birr |  |  |  | 0
29 | ROOFING
29.1 | Supply and fix G-28 C.I.S. roof cover. Price shall include roof ridge cover and all the necessary fixing accessories. | m2 | 7.82 |  | 0
29.2 | Supply and fix 0.5mm thick galvanized flat metal sheet gutter(Dev. l=850mm). Price shall include all fixing accessories. | ml | 2.3 |  | 0
29.3 | Supply and fix 250x25mm wooden fascia board. Price shall include all the necessary fixing accessories. | ml | 2.3 |  | 0
29.4 | Supply and fix diam 100mm PVC down pipe. Price shall include all the necessary fixing accessories. | ml | 7 |  | 0
| Total Carried to Summary Birr |  |  |  | 0
30 | METAL WORK
Supply and fix 38mm thick LTZ frame doors and windows all as per the drawing. Price shall include Orlando or equivalent locks and hinges,one coat of primer and two coats of synthetic enamel paint.( glazing measured separately).
30.1 | D1 size 800x2100mm. | no | 1 |  | 0
30.2 | W1 size 1200x1200mm. | no | 2 |  | 0
| Total Carried to Summary Birr |  |  |  | 0
31 | STEEL STRUCTURE
Supply and erect steel roof structure all according to size and shape specified on the drawing . Price shall include one coat of primer & two coats of synthetic enamel paint.
31.1 | RHS size 80x60x3.0mm | kg | 35.192 |  | 0
31.2 | RHS size 60x30x3.0mm | kg | 53 |  | 0
31.3 | Plate size 200x150x6mm for truss and column connection. | pc | 8 |  | 0
31.4 | M16 "J " bolt (DL=250mm) anchored to concrete with nuts. | pc | 8 |  | 0
31.5 | Angle iron 40x40x2.0mm (l=100mm) | pc | 10 |  | 0
31.6 | Diam.12mm bolts with nuts (for purlin connectiom). | pc | 10 |  | 0
| Total Carried to Summary Birr |  |  |  | 0
32 | FINISHING
32.1 | Two coats of Cement sand plaster (1:3) and final coat of gypsum finish to internal wall surfaces. | m2 | 23.04 |  | 0
32.2 | Two coats of cement sand plaster (1:3) and final render coat to external wall surface. | m2 | 30.99 |  | 0
32.3 | Supply and fix 20mm thick cement tiles flooring with Cement sand plaster (1:3). Price shall include polishing and grouting with matching colour. | m2 | 4.41 |  | 0
32.4 | Supply and fix 300x30mm terrazo window sill with cement sand mortar (1:3). | ml | 3.2 |  | 0
32.5 | Supply and fix 100x20mm wide terrazo skirting with cement sand mortar (1:3). | ml | 7.6 |  | 0
32.6 | Supply and fix approved quality 8mm thick chipwood ceiling. Price shall include suspensions,wooden battens and all the necessary fixing accessories. | m2 | 4.41 |  | 0
32.7 | Supply and fix approved quality CIS ceiling. Price shall include suspensions,wooden battens and all the necessary fixing accessories. | m2 | 2.3 |  | 0
32.8 | 100 mm thick concrete pavement around the building bedded on 100mm thick fine aggregate and 200mm thick compacted granular materials. | m2 | 12.4 |  | 0
32.9 | Diam 300mm half open concrete pipe storm water drainage around the building bedded on 100mm thick fine aggregate and 200mm thick compacted granular materials. | ml | 12.4 |  | 0
| Total Carried to Summary Birr |  |  |  | 0
33 | GLAZING
33.1 | Supply and fix 4mm thick clear glass. Price shall include all the necessary fixing accessories. | m2 | 3.76 |  | 0
| Total Carried to Summary Birr |  |  |  | 0
34 | PAINTING
34.1 | Apply three coats of plastic emulsion paint to internally gypsum plastered wall surfaces. | m2 | 23.04 |  | 0
34.2 | Ditto as item 34.1,but, to external rendered wall surface. | m2 | 30.99 |  | 0
34.2 | Ditto as item 34.1,but, to chipwood ceiling. | m2 | 4.41 |  | 0
| Total Carried to Summary Birr |  |  |  | 0
D | EXTERNAL WORKS
35 | Perimeter Fence & Gate
35.1 | Galvanized steel mesh perimeter fence made of dia 2.5 mm wires fixed on RHS - 40x40x3 mm c/c 1500mm (Vertical & Horizontal member) with wire mesh meshed at c/c 25mm.The vertical member shall be anchored on concrete foundation as shown on the drawing. Price shall include plates & bolts to fix the the RHS posts to concrete structures;one coat of primer, two coats of synthetic enamel paint and other relevant works complete as per the drawings. | ml | 177 |  | 0
35.2 | Supply and fix approved external gate of 4000mm wide x 2000 mm high made of metal grill of the sizes as per the drawing. Column Stand Rectangular Hollow Section of 70x50x2.5mm. Vertical Grill: RHS 50x50x2.5 and RHS30x30x2.5 Horizontal Grill: RHS 50x50x3 complete with all locks, hinges and accessories. | No. | 1
| Total Carried to Summary Birr |  |  |  | 0
36 | Driveway, Circulation & Walkway
36.1 | Supply and lay approved type local Coble Stone for driveway, parking and circulation on 100mm thick Fine aggregate/00 crushed stone , 200mm thick 02 gravel and 500mm thick fill under gravel to maintain the desired level with selected borrowed material and compact in layers not exceeding 200mm to achieve 95% standard proctor and joint filled with Fine aggregate .Price shall include excaviation,fill work and all other incidental works. | m2 | 110 |  | 0
36.2 | Supply & lay Concrete Curb stone Size 400x120cm jointts pointed in cement mortar(1:3) & bedded on a red ash base. | ml | 230 |  | 0
36.3 | 100 mm thick Concrete pavement walkway beded on 100mm thich fine aggregate and 200mm thick compacted granular materials. | m2 | 240 |  | 0
| Total Carried to Summary Birr |  |  |  | 0
37 | Landscaping Works
37.1 | Landscaping works that include leveling and planting of trees. | LS | LS
Total Carried to Summary Birr
38 | Generator Shed
38.1 | Foundation
38.1.1 | 300 mm thick selected granular material under hardcore. Material to be compacted every 200mm layer to 95% standard proctor test. Cost shall included clearing and leveling the site. | m2 | 3 |  | 0
38.1.2 | 250mm well remmed hardcore under the concrete platform and well blineded with crushed stone | m2 | 3 |  | 0
38.1.3 | Plain concrete in C-25, minimum cement content of 360 kg/m3 to 100mm thick foundation platform filled on the hardcore. | m2 | 3 |  | 0
38.2 | Supply and erect steel columns and beams including roof structure all according to size and shape specified on the drawing . Price shall include one coat of primer & two coats of synthetic enamel paint.
38.2.1 | RHS 60x60x3mm Vertical Post anchored in concrete pad. | Kg | 50 |  | 0
38.2.2 | RHS 60X60X 3 mm horzontal bracings | Kg | 65 |  | 0
38.2.3 | RHS 60X100X3 mm Roof Rafter | Kg | 55 |  | 0
38.2.4 | RHS 30x60x3mm Purlin | Kg | 25 |  | 0
38.3 | Supply and fix precoated G-28 corrugated steel sheet roof cover. Price shall include roof ridge cover and all the necessary fixing accessories. | m2 | 4 |  | 0
38.4 | Supply and fix double opening door made of RHS 40x40x2mm frame size 1600 x 1200 mm claded with fully steel mesh wire of diameter 2.5mm all as per the drawing. Price shall include Orlando or equivalent locks and hinges,one coat of primer and two coats of synthetic enamel paint | No. | 1 |  | 0
38.5 | Galvanized steel mesh for side wall made of dia 2.5 mm wires fixed on RTHS steel- 40x40x3 mm (Vertical & Horizontal member) with wire mesh meshed at c/c 25mm.Price shall include connections to vertical and horizontal steel;one coat of primer, two coats of synthetic enamel paint and other relevant works. | m2 | 4.8 |  | 0
| Total Carried to Summary Birr |  |  |  | 0
39 | SITE ELECTRICAL
39.1 | Feeder Cables
PVC Sheathed PVC Insulated power cable type NYY 0.6/1KV or equivalent to be drawn inside cement or PVC conduit (measured elsewhere) and of.
39.1.1 | 3x2.5mm² from MDB toToilets | ml | 90 |  | 0
39.1.2 | 3x2.5mm² from MDB to Guard Post | ml | 17 |  | 0
39.2 | Manholes
39.2.1 | Manhole size 400x400x500mm | Pcs | 3 |  | 0
39.3 | Conduits and Pipes
39.3.1 | PVC pipe of 25mm diameter. | ml | 100 |  | 0
39.3.2 | PVC pipe of 50mm diameter. | ml | 50 |  | 0
39.3.3 | PVC pipe of 75mm diameter. | ml | 10 |  | 0
39.4 | Earthing System
Supply, install and commission in accordance with local and international standards and as per design documents:
39.4.1 | Copper earthing rod of 1600x16mm inside earth pit of 400x400mm as per design documents clamped | No. | 1 |  | 0
39.4.2 | Properly fix bare copper conductor of 1x6 mm2 from main earthing bar inside MDB to copper grounding electrode (earthing rod) as per issued design documets | ml | 7 |  | 0
| Total Carried to Summary Birr |  |  |  | 0

## Bill No.4 Okugu-OSS
ETHIOPIA OPERATIONAL HUB (ETOH)
BILLS OF QUANTITIES
Construction of the UNHCR-One Stop Shop (OSS) Registration Model
Okugu - OSS: Gambella Region
Bidder Legal Name:
SUMMARY
A | REGISTRATION OFFICE
1 | EXCAVATION & EARTH WORK | ETB | 0
2 | CONCRETE WORK | ETB | 0
3 | MASONRY WORK | ETB | 0
SUPER-STRUCTURE
4 | CONCRETE WORK | ETB | 0
5 | BLOCK WORK | ETB | 0
6 | ROOFING | ETB | 0
7 | METAL WORKS | ETB | 0
8 | STEEL STRUCTURE | ETB | 0
9 | FINISHING | ETB | 0
10 | GLAZING | ETB | 0
11 | PAINTING | ETB | 0
12 | ELECTRICAL WORKS | ETB | 0
| SUB-TOTAL (A) | ETB | 0
B | GUEST AND STAFF TOILES
13 | EXCAVATION & EARTH WORK | ETB | 0
14 | CONCRETE WORK | ETB | 0
15 | MASONRY WORK | ETB | 0
SUPER-STRUCTURE
16 | CONCRETE WORK | ETB | 0
17 | BLOCK WORK | ETB | 0
18 | ROOFING | ETB | 0
19 | METAL WORKS | ETB | 0
20 | STEEL STRUCTURE | ETB | 0
21 | FINISHING | ETB | 0
22 | PAINTING | ETB | 0
23 | MECHANICAL WORKS | ETB | 0
| SUB-TOTAL (B) | ETB | 0
C | GUARD SHED
SUB-STRUCTURE
24 | EXCAVATION & EARTH WORK | ETB | 0
25 | CONCRETE WORK | ETB | 0
26 | MASONRY WORK | ETB | 0
SUPER-STRUCTURE
27 | CONCRETE WORK | ETB | 0
28 | BLOCK WORK | ETB | 0
29 | ROOFING | ETB | 0
30 | METAL WORK | ETB | 0
31 | STEEL STRUCTURE | ETB | 0
32 | FINISHING | ETB | 0
33 | GLAZING | ETB | 0
34 | PAINTING | ETB | 0
| SUB-TOTAL (C) | ETB | 0
D | EXTERNAL WORKS
35 | PERIMITER FENCING & GATE | ETB | 0
36 | DRIVEWAY, CIRCULATION & PARKING | ETB | 0
37 | LANDSCAPING WORKS | ETB
38 | GENERATOR SHED | ETB | 0
39 | SITE ELECTRICAL | ETB | 0
| SUB TOTAL(D) | ETB | 0
| GRAND TOTAL (OKUGU OSS) (A+B+C+D) | ETB | 0
| GRAND TOTAL (OKUGU OSS) (A+B+C+D) | USD | 0
ITEM | DESCRIPTION | UNIT | QTY | RATE | AMOUNT
A | REGISTRATION OFFICE
SUB-STRUCTURE
1 | EXCAVATION & EARTH WORK
Pricing notes:
A) Prices generally are to include for provision of all materials for carrying out the work except where item are specifically described as "measured separately".
B) Prices generally are to include for all necessary scaffolds, temporary screens, guard rails and other protective measures for proper execution of the work described and for the proper protection of the existing surrounding building, persons and others.
C) Prices generally are to include for making good of any damage or disturbance caused by the execution of the work described.
D) Prices generally are to include for the clearing away and removal from the site .
1.1 | Clearing of the site to remove top soil and other rubbish materials to an average depth of 300 mm. | m2 | 317.3 |  | 0
1.2 | Trench excavation for stone masonry foundation wall to a depth not exceeding 1000mm starting from reduced level. | m3 | 65 |  | 0
1.3 | Pit excavation for footings of depth not exceeding of 1500mm from reduced level. | m3 | 75.25 |  | 0
1.4 | Back fill under hard core and around footings with selected material, well rammed in layers of 200mm thick and compacted at dry density and optimum moisture content to achieve 95% standard proctor. | m3 | 178.885 |  | 0
1.5 | Cart away excavated material. | m3 | 226.23 |  | 0
1.6 | 250mm thick basaltic or equivalent stone hard core well rolled, consolidated and blinded with crushed stone. | m2 | 217.77 |  | 0
| Total Carried to Summary Birr |  |  |  | 0
2 | CONCRETE WORK
Pricing notes:
A) The costs of Concrete shall include making,storing and testing of concrete test cubes as required and providing cube moulds necessary for the purpose and for submitting reports of the tests to the Engineer.
B) Price for concrete shall include placing concrete by whatever means,for vibrating with mechanical vibrators. Formwork and reinforcement shall be measured separately unless otherwise described.
50mm thick lean concrete in class C-5, minimum cement content of 150 kg/m3 :
2.1 | Under masonry foundation wall and Footings. | m2 | 60.48 |  | 0
Reinforced concrete in C-25, minimum cement content of 360 kg/m3 filled in to form work and vibrated around steel reinforcement (formwork and reinforcement measured separately).
2.2 | In footings and Foundation Columns | m3 | 6.6 |  | 0
2.2 | In Grade beams. | m3 | 10.752 |  | 0
2.4 | In 100mm thick ground floor slab. | m2 | 217.77 |  | 0
Formwork shall be timbered or steel or a combination of two, sufficient to contain the wet concrete without leakage. Enough to support temporary loading and pressure from placing Compaction or vibration without displacement or appreciable deflection.
2.5 | Footing and Foundation Columns | m2 | 44 |  | 0
2.6 | To Grade beams. | m2 | 107.52 |  | 0
Steel bar reinforcement according to structural drawings. Reinforcement shall be free from dirt, oil, grease, paint, readers, etc and any other substances which may affect the reinforcement and concrete bond (price include cutting, bending, placing in position and tying wires.
2.7 | Diam 12mm Deformed bar. | kg | 702.37 |  | 0
2.8 | Diam 10mm Deformed Bar | Kg | 228 |  | 0
2.9 | Diam 8mm Deformed bar. | kg | 1247.647 |  | 0
| Total Carried to Summary Birr |  |  |  | 0
3 | MASONRY WORK
3.1 | Basaltic or equivalent stone masonry foundation wall bedded in cement sand mortar (1:4) below NGL.. | m3 | 36.5 |  | 0
3.2 | Ditto as item 3.1, but, above NGL. | m3 | 23.5 |  | 0
| Total Carried to Summary Birr |  |  |  | 0
SUPER -STRUCTURE
4 | CONCRETE WORK
Pricing note:
COSTS OF TESTS
A) The costs of Concrete shall include making,storing and testing of concrete test cubes as required and providing cube moulds necessary for the purpose and for submitting reports of the tests to the Engineer.
B) Price for concrete shall include placing concrete by whatever means,for vibrating with mechanical vibrators. Formwork and reinforcement shall be measured separately unless otherwise described.
Reinforced concrete in C-25, minimum cement content of 360 kg/m3 filled in to form work and vibrated around steel reinforcement (formwork and reinforcement measured separately).
4.1 | In Elevation columns. | m3 | 2.852 |  | 0
4.2 | In top tie beams. | m3 | 8.064 |  | 0
Formwork shall be timbered or steel or a combination of two, sufficient to contain the wet concrete without leakage. Enough to support temporary loading and pressure from placing Compaction or vibration without displacement or appreciable deflection.
4.3 | To Elevation columns. | m2 | 55.8 |  | 0
4.4 | To top tie beams. | m2 | 98.24 |  | 0
Steel bar reinforcement according to structural drawings. Reinforcement shall be free from dirt, oil, grease, paint, readers, etc and any other substances which may affect the reinforcement and concrete bond (price include cutting, bending, placing in position and tying wires.
4.5 | Diam.12mm.deformed bar. | kg | 867.3984 |  | 0
4.6 | Diam.8mm.deformed bar. | kg | 414.908 |  | 0
| Total Carried to Summary Birr |  |  |  | 0
5 | BLOCK WORK
5.1 | 200mm.thick approved type Hollow Concrete Block wall bedded in cement sand mortar mix (1:3). | m2 | 308.7798 |  | 0
| Total Carried to Summary Birr |  |  |  | 0
6 | ROOFING
6.1 | Supply and fix G-28 C.I.S. roof cover. Price shall include roof ridge cover and all the necessary fixing accessories. | m2 | 305.23 |  | 0
6.2 | Supply and fix 0.5mm thick galvanized flat metal sheet gutter(Dev. l=850mm). Price shall include all fixing accessories. | ml | 70.92 |  | 0
6.3 | Supply and fix 250x25mm wooden fascia board. Price shall include all the necessary fixing accessories. | ml | 70.92 |  | 0
6.4 | Supply and fix diam 100mm PVC down pipe. Price shall include all the necessary fixing accessories. | ml | 59.8 |  | 0
| Total Carried to Summary Birr |  |  |  | 0
7 | METAL WORK
Supply and fix 38mm thick LTZ frame doors and windows all as per the drawing. Price shall include Orlando or equivalent locks and hinges,one coat of primer and two coats of synthetic enamel paint.(glazing measured separately).
7.1 | D1 size 1586x3100mm. | no | 2 |  | 0
7.2 | D2 size 900x3100mm. | no | 8 |  | 0
7.3 | D3 size 1000x3100mm. | no | 4 |  | 0
7.4 | D4 size 1800x2200mm RHS steel frame. | no | 2 |  | 0
7.5 | W1 size 1400x2100mm. | no | 2 |  | 0
7.6 | W2 size 1000x2100mm. | no | 9 |  | 0
7.7 | W3 size 1400x2100mm. | no | 1 |  | 0
7.8 | DW2 size (1000x2100)+(900x3100)mm. | no | 4 |  | 0
7.9 | P1 size 3000x3000mm. | no | 1 |  | 0
7.1 | P1 size 4000x3000mm. | no | 3 |  | 0
7.11 | P1 size 2500x3000mm. | no | 1 |  | 0
7.12 | P1 size 900x3000mm wooden frame with wooden moldings all round. | no | 8 |  | 0
| Total Carried to Summary Birr |  |  |  | 0
8 | STEEL STRUCTURE
Supply and erect steel roof structure all according to size and shape specified on the drawing . Price shall include one coat of primer & two coats of synthetic enamel paint.
8.1 | RHS size 60x60x3.0mm | kg | 1349.6076 |  | 0
8.2 | RHS size 50x50x3.0mm | kg | 201.79 |  | 0
8.3 | RHS size 40x40x3.0mm | kg | 717.189 |  | 0
8.4 | RHS size 80x60x3.0mm | kg | 288.456 |  | 0
8.5 | RHS size 80x60x3.0mm | kg | 2068.4226 |  | 0
8.6 | Plate size 200x150x6mm for truss and column connection. | pc | 52 |  | 0
8.7 | M16 "J " bolt (DL=250mm) anchored to concrete with nuts. | pc | 104 |  | 0
8.8 | Plate size 200x120x6mm for truss connection. | pc | 20 |  | 0
8.9 | Angle iron 40x40x2.0mm (l=100mm) | pc | 180 |  | 0
8.1 | Diam.12mm bolts with nuts (for purlin connection) | pc | 180 |  | 0
| Total Carried to Summary Birr |  |  |  | 0
9 | FINISHING
9.1 | Two coats of cement sand plaster (1:3) and final coat of gypsum finish to internal wall surfaces. | m2 | 493.4528 |  | 0
9.2 | Two coats of cement sand plaster (1:3) and final render coat to external wall surface. | m2 | 134.0268 |  | 0
9.3 | Supply and fix 20mm thick cement tiles flooring with cement sand mortar (1:3). Price shall include polishing and grouting with matching color. | m2 | 217.77 |  | 0
9.4 | Supply and fix 300x30mm terrazo window/door sill with cement sand mortar (1:3). | ml | 38.772 |  | 0
9.5 | Supply and fix 100x20mm wide terrazo skirting with cement sand mortar (1:3). | ml | 188.228 |  | 0
9.6 | Supply and fix approved quality 8mm thick chipwood ceiling. Price shall include suspensions,wooden battens and all the necessary fixing accessories. | m2 | 217.77 |  | 0
9.7 | Supply and fix approved quality CIS ceiling. Price shall include suspensions,wooden battens and all the necessary fixing accessories. | m2 | 68.4 |  | 0
9.8 | 100 mm thick concrete pavement around the building bedded on 100mm thick fine aggregate and 200mm thick compacted granular materials. | m2 | 68.4 |  | 0
9.9 | Diam 300mm half open concrete pipe storm water drainage around the building bedded on 100mm thick fine aggregate and 200mm thick compacted granular materials. | ml | 71.4 |  | 0
| Total Carried to summary birr |  |  |  | 0
10 | GLAZING
10.1 | Supply and fix 4mm thick clear glass. Price shall include all the necessary fixing accessories. | m2 | 73.8612 |  | 0
10.2 | Supply and fix 5mm thick clear glass. Price shall include all the necessary fixing accessories. | m2 | 39.375 |  | 0
| Total Carried to Summary Birr |  |  |  | 0
11 | PAINTING
11.1 | Apply three coats of plastic emulsion paint to internally gypsum plastered wall surfaces. | m2 | 493.4528 |  | 0
11.2 | Ditto as item 11.1,but, to rendered external wall surface. | m2 | 134.0268 |  | 0
11.3 | Ditto as item 11.1,but, to chipwood ceiling. | m2 | 217.77 |  | 0
| Total Carried to Summary Birr |  |  |  | 0
12 | ELECTRICAL WORKS
12.1 | Panel Board
Supply, install, connect, test and commision the following panel board including all necessary accessories and required material for compelete installation as specified. Compatible standards or equivalent and type approved
12.1.1 | Flash mounting distribution board, MDB in sheet steel or plastic enclosure with lockable door, and with phase neutral and earth bus-bars 80A rating, and consisting of :-
1 pc main MCB of 50A/1P
8 pcs MCB of 10A/1P
5 pcs MCB of 16A/1P AC outlet
1 pcs MCB of 16A/1P FAN outlet
8 pcs MCB of 16A/1P
| 10% reserve pitches | pcs | 1 |  | 0
12.2 | INTERIOR LIGHTING
Supply, install, connect, test and commision the follwing lighting fixures including all necessary accessories and required material for compelete installation as specified. IEC 60969 standards or equivalent and type approved
12.2.1 | Luminaire fix to the ceiling Florecent linear T8 Ø 26 mm - FL,2x18w IP40 Surface assembly | pcs | 5 |  | 0
12.2.2 | LED panel light 40w surface type included driver , 4000 K/ ,IP20, operating voltage 220V-240V | pcs | 6 |  | 0
12.2.3 | Luminaire fix to the ceiling Florecent linear T8 Ø 26 mm - FL,4x18w IP40 Surface assembly | pcs | 6 |  | 0
12.2.4 | LED panel light 18w surface type included driver , 4000 K/ 1350 lm IP 20, operating voltage 220V-240V, | pcs | 12 |  | 0
12.2.5 | Luminaire fix to the ceiling (Downlight) LED 17w, IP44,1400 Lm Surface assembly | pcs | 9 |  | 0
12.2.6 | Surface mounted LED light 1x12W | pcs | 12 |  | 0
12.3 | Switch
12.3.1 | One way Switch | pcs | 18 |  | 0
12.3.2 | Double pole switch | pcs | 5 |  | 0
12.3.3 | Two way Switch | pcs | 2 |  | 0
12.4 | Socket outlet points
Supply, install, connect, test and commision the follwing socket fixures including all necessary accessories and required material for compelete installation as specified. Compatible standards or equivalent and type approved
12.4.1 | 16A / 1P flush mounted AC socket outlets fed through heavy duty PVC insulated conductors of 3 x 2.5 sq.mm inside PVC conduits of 16mm diameter including junction boxes with covers and insulating screw cap connectors. | pcs | 5 |  | 0
12.4.2 | 10/16A / 1P flush mounted normal universal socket outlets fed through heavy duty PVC insulated conductors of 3 x 2.5 sq.mm inside PVC conduits of 16mm diameter including junction boxes with covers and insulating screw cap connectors. | pcs | 27 |  | 0
12.5 | Power Cable 0.6/1KVA ,Solid/Standared Copper conductor,PVC insulation,PVC filler,PVC Outer Sheath(Nominal Cross section -MM) (NYY) Compatible standards or equivalent and type approved
12.5.1 | 3x2.5mm2 | ml | 400 |  | 0
12.6 | Supply and install , PVC conduits in accordance with design drawings.
| (a) Diam 16 | ml | 380 |  | 0
| (b) Diam 25 | ml | 50 |  | 0
12.7 | DATA /TELECOM POINTS / OUTLETS
Supply, install, test and commission in accordance with international and national standards and issued design drawings
12.7.1 | Switch 16 ports TP link or equivalent | pcs | 1 |  | 0
12.7.2 | Category 6E UTP cable inside heavy duty rigid PVC conduit of 25mm diameter Including Incidence Work. | ml | 300 |  | 0
12.7.3 | RJ 45 outlet type LEGRAND (774038+774041)category 5E with 4 contacts complete with clip on support frame. | pcs | 13 |  | 0
12.8 | FIRE ALARM SYSTEM
12.8.1 | Wireless Ionization Smoke detector; including all necessary accessories | pcs | 2 |  | 0
12.8.2 | 6kg Protable co2 fire extinguisher | pcs | 2 |  | 0
| Total Carried to Summary Birr |  |  |  | 0
B | GUEST AND STAFF TOILES
SUB-STRUCTURE
13 | EXCAVATION & EARTH WORK
Pricing notes:
A) Prices generally are to include for provision of all materials for carrying out the work except where item are specifically described as "measured separately".
B) Prices generally are to include for all necessary scaffolds, temporary screens, guard rails and other protective measures for proper execution of the work described and for the proper protection of the existing surrounding building, persons and others.
C) Prices generally are to include for making good of any damage or disturbance caused by the execution of the work described.
D) Prices generally are to include for the clearing away and removal from the site .
13.1 | Clearing of the site to remove top soil and other rubbish materials to an average depth of 300 mm. | m2 | 65 |  | 0
13.2 | Trench excavation for stone masonry foundation wall to a depth not exceeding 1000mm starting from reduced level. | m3 | 29.25 |  | 0
13.3 | Back fill under hard core with selected material, well rammed in layers of 200mm thick and compacted at dry density and optimum moisture content to achieve 95% standard proctor. | m3 | 11.35 |  | 0
13.4 | Cart away excavated material. | m3 | 48.75 |  | 0
13.5 | 250mm thick basaltic or equivalent stone hard core well rolled, consolidated and blinded with crushed stone. | m2 | 22.7 |  | 0
| Total Carried to Summary Birr |  |  |  | 0
14 | CONCRETE WORK
Pricing notes:
A) The costs of Concrete shall include making,storing and testing of concrete test cubes as required and providing cube moulds necessary for the purpose and for submitting reports of the tests to the Engineer.
B) Price for concrete shall include placing concrete by whatever means,for vibrating with mechanical vibrators. Formwork and reinforcement shall be measured separately unless otherwise described.
50mm thick lean concrete in class C-5, minimum cement content of 150 kg/m3 :
14.1 | Under masonry foundation wall. | m2 | 14.85 |  | 0
Reinforced concrete in C-25, minimum cement content of 360 kg/m3 filled in to form work and vibrated around steel reinforcement (formwork and reinforcement measured separately).
14.2 | In Grade beams. | m3 | 2.64 |  | 0
14.3 | In 100mm thick ground floor slab. | m2 | 22.7 |  | 0
Formwork shall be timbered or steel or a combination of two, sufficient to contain the wet concrete without leakage. Enough to support temporary loading and pressure from placing Compaction or vibration without displacement or appreciable deflection.
14.4 | To Grade beams. | m2 | 26.4 |  | 0
Steel bar reinforcement according to structural drawings. Reinforcement shall be free from dirt, oil, grease, paint, readers, etc and any other substances which may affect the reinforcement and concrete bond (price include cutting, bending, placing in position and tying wires.
14.5 | Diam 12mm Deformed bar. | kg | 126.8064 |  | 0
14.6 | Diam 8mm Deformed bar. | kg | 184.8205 |  | 0
| Total Carried to Summary Birr |  |  |  | 0
15 | MASONRY WORK
15.1 | Basaltic or equivalent stone masonry foundation wall bedded in cement sand mortar (1:4) below NGL.. | m3 | 13.5 |  | 0
15.2 | Ditto as item 15.1, but, above NGL. | m3 | 6.75 |  | 0
| Total Carried to Summary Birr |  |  |  | 0
SUPER -STRUCTURE
16 | CONCRETE WORK
Pricing note:
COSTS OF TESTS
A) The costs of Concrete shall include making,storing and testing of concrete test cubes as required and providing cube moulds necessary for the purpose and for submitting reports of the tests to the Engineer.
B) Price for concrete shall include placing concrete by whatever means,for vibrating with mechanical vibrators. Formwork and reinforcement shall be measured separately unless otherwise described.
Reinforced concrete in C-25, minimum cement content of 360 kg/m3 filled in to form work and vibrated around steel reinforcement (formwork and reinforcement measured separately).
16.1 | In Elevation columns. | m3 | 1.08 |  | 0
16.2 | In top tie beams. | m3 | 1.98 |  | 0
Formwork shall be timbered or steel or a combination of two, sufficient to contain the wet concrete without leakage. Enough to support temporary loading and pressure from placing Compaction or vibration without displacement or appreciable deflection.
16.3 | To Elevation columns. | m2 | 21.6 |  | 0
16.4 | To top tie beams. | m2 | 26.4 |  | 0
Steel bar reinforcement according to structural drawings. Reinforcement shall be free from dirt, oil, grease, paint, readers, etc and any other substances which may affect the reinforcement and concrete bond (price include cutting, bending, placing in position and tying wires.
16.5 | Diam.12mm.deformed bar. | kg | 255.9216 |  | 0
16.6 | Diam.8mm.deformed bar. | kg | 114.9055 |  | 0
| Total Carried to Summary Birr |  |  |  | 0
17 | BLOCK WORK
17.1 | 200mm.thick approved type Hollow Concrete Block wall bedded in cement sand mortar mix (1:3). | m2 | 117.798 |  | 0
| Total Carried to Summary Birr |  |  |  | 0
18 | ROOFING
18.1 | Supply and fix G-28 C.I.S. roof cover. Price shall include roof ridge cover and all the necessary fixing accessories. | m2 | 30.14 |  | 0
18.2 | Supply and fix 0.5mm thick galvanized flat metal sheet gutter(Dev. l=850mm). Price shall include all fixing accessories. | ml | 9 |  | 0
18.3 | Supply and fix 250x25mm wooden fascia board. Price shall include all the necessary fixing accessories. | ml | 9 |  | 0
18.4 | Supply and fix diam 100mm PVC down pipe. Price shall include all the necessary fixing accessories. | ml | 15.2 |  | 0
| Total Carried to Summary Birr |  |  |  | 0
19 | METAL WORK
Supply and fix 38mm thick LTZ frame doors and windows all as per the drawing. Price shall include Orlando or equivalent locks and hinges,one coat of primer and two coats of synthetic enamel paint.(glazing measured separately).
19.1 | D1 size 900x2150mm. | no | 6 |  | 0
| Total Carried to Summary Birr |  |  |  | 0
20 | STEEL STRUCTURE
Supply and erect steel roof structure all according to size and shape specified on the drawing . Price shall include one coat of primer & two coats of synthetic enamel paint.
20.1 | RHS size 80x60x3.0mm | kg | 87.344 |  | 0
20.2 | RHS size 60x30x3.0mm | kg | 190.8 |  | 0
20.3 | Plate size 200x150x6mm for truss and column connection. | pc | 20 |  | 0
20.4 | M16 "J " bolt (DL=250mm) anchored to concrete with nuts. | pc | 20 |  | 0
20.5 | Angle iron 40x40x2.0mm (l=100mm) | pc | 25 |  | 0
20.6 | Diam.12mm bolts with nuts (for purlin connection) | pc | 25 |  | 0
| Total Carried to Summary Birr |  |  |  | 0
21 | FINISHING
21.1 | Three coats of cement sand plaster (1:3) finish to internal wall surfaces. | m2 | 52.213 |  | 0
21.2 | Two coats of cement sand plaster (1:3) and final render coat to external wall surface. | m2 | 91.08 |  | 0
21.3 | Two coats of cement sand plaster (1:3) finish to internal wall surfaces to receve ceramic tile. | m2 | 74.003 |  | 0
21.4 | Supply and fix 20mm thick cement tiles flooring with cement sand mortar (1:3). Price shall include polishing and grouting with matching color. | m2 | 20.94 |  | 0
21.5 | Supply and fix approved quality ceramic tiles with cement sand mortar (1:3). Price shall include cleaning and grouting with matching color. | m2 | 74.003 |  | 0
21.6 | Supply and fix 300x30mm terrazo window/door sill with cement sand mortar (1:3). | ml | 4.38 |  | 0
21.7 | Supply and fix 100x20mm wide ceramic skirting with cement sand mortar (1:3). | ml | 11.44 |  | 0
21.8 | Supply and fix approved quality PVC ceiling. Price shall include suspensions,wooden battens and all the necessary fixing accessories. | m2 | 28.1 |  | 0
21.9 | 100 mm thick concrete pavement around the building bedded on 100mm thick fine aggregate and 200mm thick compacted granular materials. | m2 | 38 |  | 0
21.1 | Diam 300mm half open concrete pipe storm water drainage around the building bedded on 100mm thick fine aggregate and 200mm thick compacted granular materials. | ml | 38 |  | 0
| Total Carried to summary birr |  |  |  | 0
22 | PAINTING
22.1 | Apply three coats of plastic emulsion paint to internally plastered wall surfaces. | m2 | 52.213 |  | 0
22.2 | Ditto as item 21.1,but, to rendered external wall surface. | m2 | 91.08 |  | 0
| Total Carried to Summary Birr |  |  |  | 0
23 | MEP WORKS
MECHANICAL WORKS
Mechanical works includes all surface pre cleaning, removal of mortar or tiles by chiseling, making good all existing systems, preparation of of surface where ever indicated, preparation and application of finish to harmonize, polishing and cleaning after end of work.
23.1 | Water Supply Systems
23.1.1 | Supply and install approved quality of elevated water plastic tank of 10 000 litre capacity (Rotto, fiber glass or equivalent) on elevated stone masonry support as shown on the Sanitary drawing and site plan. Tanker should be connected to pipes as per drawings. Price shall include stone masonry support, mounting the tanker on masonry support and connections. | Nr | 1 |  | 0
23.1.2 | Site and Internal Water Supply Pipes:
Cold water pipes from elevated tankers shall be High Density Polyethylene (HDPE), PN-10 pipes, and be laid in trench as shown in the sanitary site drawing. Provide 100mm thick sand bedding material rammed and tamped and 150mm thick approved material to cover the pipe all as per the typical trench section and detail.Unit price shall include all assistance civil works and necessary fittings such as T, bends etc. according to where shown on the drawing. All water pipes shall be tested two times the working pressure or 40 meters head, which ever is greater at the expense of the contractor.
a | Supply and install high density polyethylene pipe,HDPE pipes, PN-10 of diameter 25mm from elevated tank to toilets - cold water distribution system as shown on the drawing. Complete with all the necessary fittings and accessories. | ml | 115 |  | 0
b | Supply and fix PPR service valves of approved standard, capable of resisting PN-10 on internal branch and pipe inlet to toilet, etc; of the following size and as where shown on the drawing. Diameter 20mm | Nr | 3 |  | 0
23.2 | Waste Water Drainage System
23.2.1 | Supply and build from stone masonry MH 60x60 cm includig all excavations, concrete works, plastering and 60x60 cm steel cover | Nr | 3 |  | 0
23.2.2 | Supply and Install vent pipe of diameter 75mm PVC to th pit latrine caped with steel mesh on top. | ml | 9 |  | 0
23.2.3 | Providing, laying and jointing of internal uPVC PN-6 waste pipes with all uPVC pipe fittings including jointing with solvent cement joints and testing of joints etc. according to where shown on the drawings.Complete with all the necessary fittings. Provide cleaning detail for all waste water riser pipes as per the detail drawing.
a | Diameter 50mm | ml | 12 |  | 0
b | Diameter 110mm | ml | 15 |  | 0
23.2.4 | Supply and fix hand wash basins made of white glazed vitreious china with REMER/JAQUAR or Equivalent chrome plated cold water tap, pedastal stand ,complete with mixing battery plug, chrome plated chain holder, P-smell trap with connection pipe, fittings, all other necessary etc.complete in all respects. Flexible hose to be REMER or Equivalent t and should be capable of resisting pressure of 4 bar. P-smell trap should be brass chrome plated with 50mm height of water seal and trap. | Nr | 4 |  | 0
23.2.5 | Supply and fix WC made of white glazed vitreious china with REMER/JAQUAR or Equivalent chrome plated cold water tap and all necessary accessaries to make it complete. | Nr | 4 |  | 0
23.2.6 | Supply and fix approved type ceramic squatting pan of size 520 x 420 x 180 mm in the toilet stances recessed in the concrete floor. | Nr | 2 |  | 0
23.2.7 | Construct septic tank of 25 m3 capacity for size 6750 x 3000mm x 3550mm made of rectangular masonry wall and covered with concrete with all accessories as shown on the drawing. | LS | 1 |  | 0
23.3 | Storm Water Drainage
23.3.1 | Supply and fix half circular concrete pipe of diamter 400 mm from building out of site laid on fine aggregate and pointed with cement mortar. | ml | 25 |  | 0
23.4 | Fire Extingusher
23.4.1 | Supply and install 6 Kg ABC Powder Fire Extinguisher containing Mono Ammonium Phosphate Powder 50, Stored Pressure Type, Pressure Gauge, fitted with discharge hose and wall mounting bracket, discharge time less than 15 Secs, controllable discharge mechanism, minimum range 4 Meters, applicable on Class A,B,C and electrically started fire | Nr | 3 |  | 0
23.5 | Water Point
23.5.1 | Construct water point of 4200mm x 840mm x 1300 mm high made of stone masonry wall binded with cement mortar and finished with cement pointing as per the detail drawing. The cost shall include stone masonry foundation of 500mm depth, water supply connections, taps, P-smell trap, drainage system and all the necessary civil works to make the work complete standard, PN-10 on internal branch and pipe inlet | Nr | 1
| Total Carried to Summary Birr |  |  |  | 0
C | GUARD SHED
SUB-STRUCTURE
24 | EXCAVATION & EARTH WORK
Pricing notes:
A) Prices generally are to include for provision of all materials for carrying out the work except where item are specifically described as "measured separately".
B) Prices generally are to include for all necessary scaffolds, temporary screens, guard rails and other protective measures for proper execution of the work described and for the proper protection of the existing surrounding building, persons and others.
C) Prices generally are to include for making good of any damage or disturbance caused by the execution of the work described.
D) Prices generally are to include for the clearing away and removal from the site .
24.1 | Clearing of the site to remove top soil and other rubbish materials to an average depth of 300 mm. | m2 | 22.09 |  | 0
24.2 | Trench excavation for stone masonry foundation wall to a depth not exceeding 1000mm starting from reduced level. | m3 | 11.115 |  | 0
24.3 | Back fill under hard core with selected material, well rammed in layers of 200mm thick and compacted at dry density and optimum moisture content to achieve 95% standard proctor. | m3 | 2.645 |  | 0
24.4 | Cart away excavated material. | m3 | 17.742 |  | 0
24.5 | 250mm thick basaltic or equivalent stone hard core well rolled, consolidated and blinded with crushed stone. | m2 | 5.29 |  | 0
| Total Carried to Summary Birr |  |  |  | 0
25 | CONCRETE WORK
Pricing notes:
A) The costs of Concrete shall include making,storing and testing of concrete test cubes as required and providing cube moulds necessary for the purpose and for submitting reports of the tests to the Engineer.
B) Price for concrete shall include placing concrete by whatever means,for vibrating with mechanical vibrators. Formwork and reinforcement shall be measured separately unless otherwise described.
50mm thick lean concrete in class C-5, minimum cement content of 150 kg/m3 :
25.1 | Under masonry foundation wall. | m2 | 5.13 |  | 0
Reinforced concrete in C-25, minimum cement content of 360 kg/m3 filled in to form work and vibrated around steel reinforcement (formwork and reinforcement measured separately).
25.2 | In Grade beams. | m3 | 0.792 |  | 0
25.3 | In 100mm thick ground floor slab. | m2 | 5.29 |  | 0
Formwork shall be timbered or steel or a combination of two, sufficient to contain the wet concrete without leakage. Enough to support temporary loading and pressure from placing Compaction or vibration without displacement or appreciable deflection.
25.4 | To Grade beams. | m2 | 7.92 |  | 0
Steel bar reinforcement according to structural drawings. Reinforcement shall be free from dirt, oil, grease, paint, readers, etc and any other substances which may affect the reinforcement and concrete bond (price include cutting, bending, placing in position and tying wires.
25.5 | Diam 12mm Deformed bar. | kg | 49.728 |  | 0
25.6 | Diam 8mm Deformed bar. | kg | 49.8885 |  | 0
| Total Carried to Summary Birr |  |  |  | 0
26 | MASONRY WORK
26.1 | Basaltic or equivalent stone masonry foundation wall bedded in cement sand mortar (1:4) below NGL.. | m3 | 19.71 |  | 0
26.2 | Ditto as item 26.1, but, above NGL. | m3 | 2.565 |  | 0
| Total Carried to Summary Birr |  |  |  | 0
SUPER -STRUCTURE
27 | CONCRETE WORK
Pricing note:
COSTS OF TESTS
A) The costs of Concrete shall include making,storing and testing of concrete test cubes as required and providing cube moulds necessary for the purpose and for submitting reports of the tests to the Engineer.
B) Price for concrete shall include placing concrete by whatever means,for vibrating with mechanical vibrators. Formwork and reinforcement shall be measured separately unless otherwise described.
Reinforced concrete in C-25, minimum cement content of 360 kg/m3 filled in to form work and vibrated around steel reinforcement (formwork and reinforcement measured separately).
27.1 | In Elevation columns. | m3 | 0.432 |  | 0
27.2 | In top tie beams. | m3 | 0.552 |  | 0
Formwork shall be timbered or steel or a combination of two, sufficient to contain the wet concrete without leakage. Enough to support temporary loading and pressure from placing Compaction or vibration without displacement or appreciable deflection.
27.3 | To Elevation columns. | m2 | 8.64 |  | 0
27.4 | To top tie beams. | m2 | 7.36 |  | 0
Steel bar reinforcement according to structural drawings. Reinforcement shall be free from dirt, oil, grease, paint, readers, etc and any other substances which may affect the reinforcement and concrete bond (price include cutting, bending, placing in position and tying wires.
27.5 | Diam.12mm.deformed bar. | kg | 94.128 |  | 0
27.6 | Diam.8mm.deformed bar. | kg | 41.554 |  | 0
| Total Carried to Summary Birr |  |  |  | 0
28 | BLOCK WORK
28.1 | 200mm.thick approved type Hollow Concrete Block wall bedded in cement sand mortar mix (1:3). | m2 | 28.05 |  | 0
| Total Carried to Summary Birr |  |  |  | 0
29 | ROOFING
29.1 | Supply and fix G-28 C.I.S. roof cover. Price shall include roof ridge cover and all the necessary fixing accessories. | m2 | 7.82 |  | 0
29.2 | Supply and fix 0.5mm thick galvanized flat metal sheet gutter(Dev. l=850mm). Price shall include all fixing accessories. | ml | 2.3 |  | 0
29.3 | Supply and fix 250x25mm wooden fascia board. Price shall include all the necessary fixing accessories. | ml | 2.3 |  | 0
29.4 | Supply and fix diam 100mm PVC down pipe. Price shall include all the necessary fixing accessories. | ml | 7 |  | 0
| Total Carried to Summary Birr |  |  |  | 0
30 | METAL WORK
Supply and fix 38mm thick LTZ frame doors and windows all as per the drawing. Price shall include Orlando or equivalent locks and hinges,one coat of primer and two coats of synthetic enamel paint.( glazing measured separately).
30.1 | D1 size 800x2100mm. | no | 1 |  | 0
30.2 | W1 size 1200x1200mm. | no | 2 |  | 0
| Total Carried to Summary Birr |  |  |  | 0
31 | STEEL STRUCTURE
Supply and erect steel roof structure all according to size and shape specified on the drawing . Price shall include one coat of primer & two coats of synthetic enamel paint.
31.1 | RHS size 80x60x3.0mm | kg | 35.192 |  | 0
31.2 | RHS size 60x30x3.0mm | kg | 53 |  | 0
31.3 | Plate size 200x150x6mm for truss and column connection. | pc | 8 |  | 0
31.4 | M16 "J " bolt (DL=250mm) anchored to concrete with nuts. | pc | 8 |  | 0
31.5 | Angle iron 40x40x2.0mm (l=100mm) | pc | 10 |  | 0
31.6 | Diam.12mm bolts with nuts (for purlin connectiom). | pc | 10 |  | 0
| Total Carried to Summary Birr |  |  |  | 0
32 | FINISHING
32.1 | Two coats of Cement sand plaster (1:3) and final coat of gypsum finish to internal wall surfaces. | m2 | 23.04 |  | 0
32.2 | Two coats of cement sand plaster (1:3) and final render coat to external wall surface. | m2 | 30.99 |  | 0
32.3 | Supply and fix 20mm thick cement tiles flooring with Cement sand plaster (1:3). Price shall include polishing and grouting with matching colour. | m2 | 4.41 |  | 0
32.4 | Supply and fix 300x30mm terrazo window sill with cement sand mortar (1:3). | ml | 3.2 |  | 0
32.5 | Supply and fix 100x20mm wide terrazo skirting with cement sand mortar (1:3). | ml | 7.6 |  | 0
32.6 | Supply and fix approved quality 8mm thick chipwood ceiling. Price shall include suspensions,wooden battens and all the necessary fixing accessories. | m2 | 4.41 |  | 0
32.7 | Supply and fix approved quality CIS ceiling. Price shall include suspensions,wooden battens and all the necessary fixing accessories. | m2 | 2.3 |  | 0
32.8 | 100 mm thick concrete pavement around the building bedded on 100mm thick fine aggregate and 200mm thick compacted granular materials. | m2 | 12.4 |  | 0
32.9 | Diam 300mm half open concrete pipe storm water drainage around the building bedded on 100mm thick fine aggregate and 200mm thick compacted granular materials. | ml | 12.4 |  | 0
| Total Carried to Summary Birr |  |  |  | 0
33 | GLAZING
33.1 | Supply and fix 4mm thick clear glass. Price shall include all the necessary fixing accessories. | m2 | 3.76 |  | 0
| Total Carried to Summary Birr |  |  |  | 0
34 | PAINTING
34.1 | Apply three coats of plastic emulsion paint to internally gypsum plastered wall surfaces. | m2 | 23.04 |  | 0
34.2 | Ditto as item 34.1,but, to external rendered wall surface. | m2 | 30.99 |  | 0
34.2 | Ditto as item 34.1,but, to chipwood ceiling. | m2 | 4.41 |  | 0
| Total Carried to Summary Birr |  |  |  | 0
D | EXTERNAL WORKS
35 | Perimeter Fence & Gate
35.1 | Galvanized steel mesh perimeter fence made of dia 2.5 mm wires fixed on RHS - 40x40x3 mm c/c 1500mm (Vertical & Horizontal member) with wire mesh meshed at c/c 25mm.The vertical member shall be anchored on concrete foundation as shown on the drawing. Price shall include plates & bolts to fix the the RHS posts to concrete structures;one coat of primer, two coats of synthetic enamel paint and other relevant works complete as per the drawings. | ml | 150 |  | 0
35.2 | Supply and fix approved external gate of 4000mm wide x 2000 mm high made of metal grill of the sizes as per the drawing. Column Stand Rectangular Hollow Section of 70x50x2.5mm. Vertical Grill: RHS 50x50x2.5 and RHS30x30x2.5 Horizontal Grill: RHS 50x50x3 complete with all locks, hinges and accessories. | No. | 1
| Total Carried to Summary Birr |  |  |  | 0
36 | Driveway, Circulation & Walkway
36.1 | Supply and lay approved type local Coble Stone for driveway, parking and circulation on 100mm thick Fine aggregate/00 crushed stone , 200mm thick 02 gravel and 500mm thick fill under gravel to maintain the desired level with selected borrowed material and compact in layers not exceeding 200mm to achieve 95% standard proctor and joint filled with Fine aggregate .Price shall include excaviation,fill work and all other incidental works. | m2 | 85 |  | 0
36.2 | Supply & lay Concrete Curb stone Size 400x120cm jointts pointed in cement mortar(1:3) & bedded on a red ash base. | ml | 165 |  | 0
36.3 | 100 mm thick Concrete pavement walkway beded on 100mm thich fine aggregate and 200mm thick compacted granular materials. | m2 | 130 |  | 0
| Total Carried to Summary Birr |  |  |  | 0
37 | Landscaping Works
37.1 | Landscaping works that include leveling and planting of trees. | LS | LS
Total Carried to Summary Birr
38 | Generator Shed
38.1 | Foundation
38.1.1 | 300 mm thick selected granular material under hardcore. Material to be compacted every 200mm layer to 95% standard proctor test. Cost shall included clearing and leveling the site. | m2 | 3 |  | 0
38.1.2 | 250mm well remmed hardcore under the concrete platform and well blineded with crushed stone | m2 | 3 |  | 0
38.1.3 | Plain concrete in C-25, minimum cement content of 360 kg/m3 to 100mm thick foundation platform filled on the hardcore. | m2 | 3 |  | 0
38.2 | Supply and erect steel columns and beams including roof structure all according to size and shape specified on the drawing . Price shall include one coat of primer & two coats of synthetic enamel paint.
38.2.1 | RHS 60x60x3mm Vertical Post anchored in concrete pad. | Kg | 50 |  | 0
38.2.2 | RHS 60X60X 3 mm horzontal bracings | Kg | 65 |  | 0
38.2.3 | RHS 60X100X3 mm Roof Rafter | Kg | 55 |  | 0
38.2.4 | RHS 30x60x3mm Purlin | Kg | 25 |  | 0
38.3 | Supply and fix precoated G-28 corrugated steel sheet roof cover. Price shall include roof ridge cover and all the necessary fixing accessories. | m2 | 4 |  | 0
38.4 | Supply and fix double opening door made of RHS 40x40x2mm frame size 1600 x 1200 mm claded with fully steel mesh wire of diameter 2.5mm all as per the drawing. Price shall include Orlando or equivalent locks and hinges,one coat of primer and two coats of synthetic enamel paint | No. | 1 |  | 0
38.5 | Galvanized steel mesh for side wall made of dia 2.5 mm wires fixed on RTHS steel- 40x40x3 mm (Vertical & Horizontal member) with wire mesh meshed at c/c 25mm.Price shall include connections to vertical and horizontal steel;one coat of primer, two coats of synthetic enamel paint and other relevant works. | m2 | 4.8 |  | 0
| Total Carried to Summary Birr |  |  |  | 0
39 | SITE ELECTRICAL
39.1 | Feeder Cables
PVC Sheathed PVC Insulated power cable type NYY 0.6/1KV or equivalent to be drawn inside cement or PVC conduit (measured elsewhere) and of.
39.1.1 | 3x2.5mm² from MDB toToilets | ml | 90 |  | 0
39.1.2 | 3x2.5mm² from MDB to Guard Post | ml | 17 |  | 0
39.2 | Manholes
39.2.1 | Manhole size 400x400x500mm | Pcs | 3 |  | 0
39.3 | Conduits and Pipes
39.3.1 | PVC pipe of 25mm diameter. | ml | 100 |  | 0
39.3.2 | PVC pipe of 50mm diameter. | ml | 50 |  | 0
39.3.3 | PVC pipe of 75mm diameter. | ml | 10 |  | 0
39.4 | Earthing System
Supply, install and commission in accordance with local and international standards and as per design documents:
39.4.1 | Copper earthing rod of 1600x16mm inside earth pit of 400x400mm as per design documents clamped | No. | 1 |  | 0
39.4.2 | Properly fix bare copper conductor of 1x6 mm2 from main earthing bar inside MDB to copper grounding electrode (earthing rod) as per issued design documets | ml | 7 |  | 0
| Total Carried to Summary Birr |  |  |  | 0

## Bill Nr.5 Day Works
ETHIOPIA OPERATIONAL HUB (ETOH)
BILLS OF QUANTITIES
Rehabilitation of theUNHCR-One Stop Shop (OSS) Registration Model
Gambella Region
Bidder Legal Name:
| DAY WORKS |  |  | RATE
SUMMARY
1 | LABOUR | ETB | 0
2 | MATERIAL | ETB | 0
3 | PLANT | ETB | 0
| TOTAL | ETB | 0
ITEM | DESCRIPTION | UNIT | QTY | RATE | AMOUNT
(ALL PROVISIONAL)
In accordance with the Conditions of Contract, the Contractor will be paid day work rates for extra work that cannot properly be measured and valued, and the Contractor is to insert in the space provided below the basic rates and costs of labour,materials and plant as described hereunder:-
1 | LABOUR
1.1 | MASON | hours | 1 |  | 0
1.2 | CARPENTER | hours | 1 |  | 0
1.3 | SCAFFOLDER | hours | 1 |  | 0
1.4 | JOINER | hours | 1 |  | 0
1.5 | PLUMBER | hours | 1 |  | 0
1.6 | ELECTRICIAN | hours | 1 |  | 0
1.7 | PLASTERER | hours | 1 |  | 0
1.8 | PAINTER | hours | 1 |  | 0
1.9 | LABOURER | hours | 1 |  | 0
| TOTAL in ETB |  |  |  | 0
1.1 | To the basic net rates of labor used for work carried out on day works, an addition 25% percent which is to include for task work and incentive schemes, tools, standing, scaffolding, supervision, insurance, transport profit and overheads.
|  |  | 25% |  | 0
| To collection of Labour Day works |  |  |  | 0
2 | MATERIALS
2.1 | Cement | Per Tonne | 1 |  | 0
2.2 | Sand | m3 | 14 |  | 0
2.3 | Aggregate (grade 25 - 5mm) | m3 | 14 |  | 0
2.4 | Steel reinforcement
| (i) Mild steel bar | Kg | 1 |  | 0
| (ii) High tensile bar | Kg | 1 |  | 0
2.5 | Timber formwork | Per SQ.M | 1 |  | 0
2.6 | Paint, Gloss | Per 4 Litres | 1 |  | 0
2.7 | Paint, Emulsion | Per 4 Litres | 1 |  | 0
2.8 | Mahogany Varnish | Per 4 Litres | 1 |  | 0
2.9 | 100mm diameter uPVC rainwater downpipe 6M | Per Each | 1 |  | 0
2.1 | Ditto bends | Per Each | 1 |  | 0
2.11 | Ditto offsets | Per Each | 1 |  | 0
2.12 | Ditto watershoe | Per Each | 1 |  | 0
2.13 | Fixing brackets | Per Each | 1 |  | 0
2.14 | Fixing screws | Per Packet | 1 |  | 0
2.15 | 75mm thick x 375mm wide weather/throated cills | Per M | 1 |  | 0
2.16 | 4 mm Clear sheet glass | Per SQ.M. | 1 |  | 0
2.17 | 100mm long Flush bolt | Per Each | 1 |  | 0
2.18 | Indicator Signage | Per Each | 1 |  | 0
2.19 | 400mm x 200mm x 100mm hollow concrete blocks | Per 1000 | 1 |  | 0
2.2 | 300mm x300mm x 8mm Ceramic floor tiles | Per SQ.M. | 1 |  | 0
2.21 | 150mm x 150mm x 6mm white glazed wall tiles | Per SQ.M. | 1 |  | 0
2.22 | 25mm x 3mm earth copper tape | Per M | 1 |  | 0
2.23 | 35mmsq bare copper cable | Per M | 1 |  | 0
2.24 | 6mmsq bare copper cable | Per M | 1 |  | 0
2.25 | 2.5mmsq. TWE copper cable | Per M | 1 |  | 0
2.26 | 2.5mmsq. SC PVC-I copper cable | Per M | 1 |  | 0
2.27 | 4.0mmsq. SC PVC-I copper cable | Per M | 1 |  | 0
2.28 | 10.0mmsq. 3C PVC-SWA-PVC copper cable | Per M | 1 |  | 0
2.29 | 20mm diameter galvanised steel tubing 6M | Per M | 1 |  | 0
2.3 | 20mm diameter galvanised steel tee | Per Each | 1 |  | 0
2.31 | 20-15mm diameter reducer | Per Each | 1 |  | 0
2.32 | 110mm diameter uPVC soil pipe 6M | Per Each | 1 |  | 0
2.33 | 50mm ditto waste pipe 6M | Per Each | 1 |  | 0
2.34 | 110mm ditto single branch access | Per Each | 1 |  | 0
2.35 | 50mm ditto sweep tee | Per Each | 1 |  | 0
2.36 | Single bowl, single drainer stainless steel sink size 2000 x 600mm | Per Each | 1 |  | 0
| To Collection |  |  |  | 0
2.37 | To the basic nett rates of materials used for work carried out on dayworks, an addition of 25% which is to include for unloading and storing as necessary, the use of hand plant, and machinery etc. available on site, profit and overheads.
|  |  | 0.25 |  | 0
| To collection of Material Day works |  |  |  | 0
3 | PLANT
3.1 | Portable Compressor with 2 breakers or equivalent with 1500 mm hoses and reels | hours | 40 |  | 0
3.2 | Damp Truck (0.75 tonne) | hours | 40 |  | 0
3.3 | Lorry seven tonne tipper | hours | 40 |  | 0
3.4 | Concrete Mixer (14/10) complete for weight batch mixing | hours | 40 |  | 0
3.5 | 50 mm self priming centrifugal pump with hose and ancillary equipment
|  | hours | 40 |  | 0
3.6 | Concrete Vibrators | hours | 40 |  | 0
| TOTAL in ETB |  |  |  | 0
3.7 | To the basic rates of plant used for work carried out on dayworks, an addition of 25% per cent, which is to include for driver and/or attendance, fuel and consumable stores supervision, insurance, road licence,profit and overheads.
|  |  | 0.25 |  | 0
| To collection of Plant Day works |  |  |  | 0